## Sheet1
Row Labels | Average of estimated_peak_error_m | Average of activity_distance_mean_m
5000.0 | 0.55021 | 0.49277
1000.0 | 0.55021 | 0.49277
1000.0 | 0.061554 | 0.098382
1100.0 | 0.074769 | 0.10553
1300.0 | 0.39632 | 0.43845
1500.0 | 0.71313 | 0.62091
2000.0 | 0.71249 | 0.7141
500.0 | 0.8451 | 0.82927
700.0 | 0.8451 | 0.85498
900.0 | 0.75321 | 0.28053
Grand Total | 0.55021 | 0.49277

## ass_background_mismatch (2)
case_index | sweep_group | fixed_overrides | MEASUREMENT_DURATION_SECONDS | BACKGROUND_MEAN_PER_SECOND | BACKGROUND_CHANNEL_STD_PER_SECOND | CHANNEL_SCALE_MEAN | CHANNEL_SCALE_STD | GENERATION_K | PEAK_TOTAL_SOURCE_SIGNAL_PER_SECOND | ASSUMED_BACKGROUND_MEAN_PER_SECOND | ASSUMED_CHANNEL_SCALE | ASSUMED_K | ANGULAR_JITTER_DEG | FIXED_SWEEP_Z_DEG | FIXED_SWEEP_X_DEG | SEED | background_source_ratio | elapsed_seconds | true_source_x | true_source_y | true_source_z | estimated_peak_x | estimated_peak_y | estimated_peak_z | estimated_peak_activity | estimated_peak_error_m | estimated_total_error_m | selected_voxel_count | selected_activity_fraction | activity_distance_min_m | activity_distance_mean_m | activity_distance_weighted_mean_m | activity_distance_p90_m
1 | assumed_background_mismatch_best_case | reconstruction_method=mlem, SEED=11, NUM_MEASUREMENTS=50, TRUE_SOURCE_SPECS=[{"position":[0.18,-0.2,0.2],"relative_strength":1.0}], NUM_CHANNELS=16, DIODE_PITCH=0.006, SEARCH_MIN=[-0.5,-0.5,-0.5], SEARCH_MAX=[0.5,0.5,0.5], GRID_SIZE=13, TRAJECTORY_MODE=grid, LATERAL_SPAN=0.6, VERTICAL_SPAN=0.36, BASE_DISTANCE=1, DISTANCE_SPAN=0.18, ORBIT_RADIUS=1.3, ORBIT_RADIUS_SPAN=0, ORBIT_ANGLE_SPAN_DEG=360.0, ORBIT_START_ANGLE_DEG=0.0, ORBIT_VERTICAL_SPAN=0.0, ORIENTATION_MODE=fixed, FIXED_VIEW_DIRECTION=[0,1,0], SCAN_CENTER=[0.0,0.0,0.0], NUM_ITERATIONS=10000, HISTORY_INTERVAL=1000, MAX_SOURCES_TO_REPORT=1, MIN_SOURCE_DISTANCE=0.08, ACTIVITY_MAX_RELATIVE_DROP=0.5, PRINT_GENERATED_COUNTS_TABLE=False, UPDATE_FRAME_MAX_VOXELS=1000, GIF_FPS=1.0, AXIS_LIMITS_3D=[[-1,1],[-1,1],[-1,1]] | 1.0 | 1000.0 | 0.0 | 1.0 | 0.08 | 2026-05-04 | 5000.0 | 500.0 | 1.0 | 2026-05-04 | 10.0 | 60.0 | -60.0 | 11 | 0.2 | 45.889625499999966 | 0.18 | -0.2 | 0.2 | -0.5 | -0.5 | -0.5 | 589.7035891408151 | 1.021 | 1.0209799214480173 | 4 | 0.3109512668584774 | 0.5314132102234569 | 0.79499 | 0.8105811420370834 | 0.9625084621503728
2 | assumed_background_mismatch_best_case | reconstruction_method=mlem, SEED=11, NUM_MEASUREMENTS=50, TRUE_SOURCE_SPECS=[{"position":[0.18,-0.2,0.2],"relative_strength":1.0}], NUM_CHANNELS=16, DIODE_PITCH=0.006, SEARCH_MIN=[-0.5,-0.5,-0.5], SEARCH_MAX=[0.5,0.5,0.5], GRID_SIZE=13, TRAJECTORY_MODE=grid, LATERAL_SPAN=0.6, VERTICAL_SPAN=0.36, BASE_DISTANCE=1, DISTANCE_SPAN=0.18, ORBIT_RADIUS=1.3, ORBIT_RADIUS_SPAN=0, ORBIT_ANGLE_SPAN_DEG=360.0, ORBIT_START_ANGLE_DEG=0.0, ORBIT_VERTICAL_SPAN=0.0, ORIENTATION_MODE=fixed, FIXED_VIEW_DIRECTION=[0,1,0], SCAN_CENTER=[0.0,0.0,0.0], NUM_ITERATIONS=10000, HISTORY_INTERVAL=1000, MAX_SOURCES_TO_REPORT=1, MIN_SOURCE_DISTANCE=0.08, ACTIVITY_MAX_RELATIVE_DROP=0.5, PRINT_GENERATED_COUNTS_TABLE=False, UPDATE_FRAME_MAX_VOXELS=1000, GIF_FPS=1.0, AXIS_LIMITS_3D=[[-1,1],[-1,1],[-1,1]] | 1.0 | 1000.0 | 0.0 | 1.0 | 0.08 | 2026-05-04 | 5000.0 | 700.0 | 1.0 | 2026-05-04 | 10.0 | 60.0 | -60.0 | 11 | 0.2 | 58.59268440000051 | 0.18 | -0.2 | 0.2 | -0.5 | -0.5 | -0.5 | 336.8770941044905 | 1.021 | 1.0209799214480173 | 3 | 0.15967744398766587 | 0.5314132102234569 | 0.79282 | 0.8288149667122288 | 0.9819989485829209
3 | assumed_background_mismatch_best_case | reconstruction_method=mlem, SEED=11, NUM_MEASUREMENTS=50, TRUE_SOURCE_SPECS=[{"position":[0.18,-0.2,0.2],"relative_strength":1.0}], NUM_CHANNELS=16, DIODE_PITCH=0.006, SEARCH_MIN=[-0.5,-0.5,-0.5], SEARCH_MAX=[0.5,0.5,0.5], GRID_SIZE=13, TRAJECTORY_MODE=grid, LATERAL_SPAN=0.6, VERTICAL_SPAN=0.36, BASE_DISTANCE=1, DISTANCE_SPAN=0.18, ORBIT_RADIUS=1.3, ORBIT_RADIUS_SPAN=0, ORBIT_ANGLE_SPAN_DEG=360.0, ORBIT_START_ANGLE_DEG=0.0, ORBIT_VERTICAL_SPAN=0.0, ORIENTATION_MODE=fixed, FIXED_VIEW_DIRECTION=[0,1,0], SCAN_CENTER=[0.0,0.0,0.0], NUM_ITERATIONS=10000, HISTORY_INTERVAL=1000, MAX_SOURCES_TO_REPORT=1, MIN_SOURCE_DISTANCE=0.08, ACTIVITY_MAX_RELATIVE_DROP=0.5, PRINT_GENERATED_COUNTS_TABLE=False, UPDATE_FRAME_MAX_VOXELS=1000, GIF_FPS=1.0, AXIS_LIMITS_3D=[[-1,1],[-1,1],[-1,1]] | 1.0 | 1000.0 | 0.0 | 1.0 | 0.08 | 2026-05-04 | 5000.0 | 900.0 | 1.0 | 2026-05-04 | 10.0 | 60.0 | -60.0 | 11 | 0.2 | 48.129217900001095 | 0.18 | -0.2 | 0.2 | -0.5 | -0.5 | -0.5 | 96.44847402908057 | 1.021 | 1.0209799214480173 | 13 | 0.2150907702463142 | 0.0489897948556636 | 0.16599 | 0.18812638773642193 | 0.14357809973045813
4 | assumed_background_mismatch_best_case | reconstruction_method=mlem, SEED=11, NUM_MEASUREMENTS=50, TRUE_SOURCE_SPECS=[{"position":[0.18,-0.2,0.2],"relative_strength":1.0}], NUM_CHANNELS=16, DIODE_PITCH=0.006, SEARCH_MIN=[-0.5,-0.5,-0.5], SEARCH_MAX=[0.5,0.5,0.5], GRID_SIZE=13, TRAJECTORY_MODE=grid, LATERAL_SPAN=0.6, VERTICAL_SPAN=0.36, BASE_DISTANCE=1, DISTANCE_SPAN=0.18, ORBIT_RADIUS=1.3, ORBIT_RADIUS_SPAN=0, ORBIT_ANGLE_SPAN_DEG=360.0, ORBIT_START_ANGLE_DEG=0.0, ORBIT_VERTICAL_SPAN=0.0, ORIENTATION_MODE=fixed, FIXED_VIEW_DIRECTION=[0,1,0], SCAN_CENTER=[0.0,0.0,0.0], NUM_ITERATIONS=10000, HISTORY_INTERVAL=1000, MAX_SOURCES_TO_REPORT=1, MIN_SOURCE_DISTANCE=0.08, ACTIVITY_MAX_RELATIVE_DROP=0.5, PRINT_GENERATED_COUNTS_TABLE=False, UPDATE_FRAME_MAX_VOXELS=1000, GIF_FPS=1.0, AXIS_LIMITS_3D=[[-1,1],[-1,1],[-1,1]] | 1.0 | 1000.0 | 0.0 | 1.0 | 0.08 | 2026-05-04 | 5000.0 | 1000.0 | 1.0 | 2026-05-04 | 10.0 | 60.0 | -60.0 | 11 | 0.2 | 49.0620643000002 | 0.18 | -0.2 | 0.2 | 0.16666666666666663 | -0.25 | 0.16666666666666663 | 125.56146797398684 | 0.061554 | 0.061553951042064646 | 15 | 0.33618982431723443 | 0.0489897948556636 | 0.10139 | 0.09606566856870173 | 0.14220410009319023
5 | assumed_background_mismatch_best_case | reconstruction_method=mlem, SEED=11, NUM_MEASUREMENTS=50, TRUE_SOURCE_SPECS=[{"position":[0.18,-0.2,0.2],"relative_strength":1.0}], NUM_CHANNELS=16, DIODE_PITCH=0.006, SEARCH_MIN=[-0.5,-0.5,-0.5], SEARCH_MAX=[0.5,0.5,0.5], GRID_SIZE=13, TRAJECTORY_MODE=grid, LATERAL_SPAN=0.6, VERTICAL_SPAN=0.36, BASE_DISTANCE=1, DISTANCE_SPAN=0.18, ORBIT_RADIUS=1.3, ORBIT_RADIUS_SPAN=0, ORBIT_ANGLE_SPAN_DEG=360.0, ORBIT_START_ANGLE_DEG=0.0, ORBIT_VERTICAL_SPAN=0.0, ORIENTATION_MODE=fixed, FIXED_VIEW_DIRECTION=[0,1,0], SCAN_CENTER=[0.0,0.0,0.0], NUM_ITERATIONS=10000, HISTORY_INTERVAL=1000, MAX_SOURCES_TO_REPORT=1, MIN_SOURCE_DISTANCE=0.08, ACTIVITY_MAX_RELATIVE_DROP=0.5, PRINT_GENERATED_COUNTS_TABLE=False, UPDATE_FRAME_MAX_VOXELS=1000, GIF_FPS=1.0, AXIS_LIMITS_3D=[[-1,1],[-1,1],[-1,1]] | 1.0 | 1000.0 | 0.0 | 1.0 | 0.08 | 2026-05-04 | 5000.0 | 1100.0 | 1.0 | 2026-05-04 | 10.0 | 60.0 | -60.0 | 11 | 0.2 | 51.96125209999991 | 0.18 | -0.2 | 0.2 | 0.16666666666666663 | -0.25 | 0.16666666666666663 | 193.9988222453441 | 0.061554 | 0.061553951042064646 | 11 | 0.34972515124038245 | 0.0489897948556636 | 0.11313 | 0.10634269820225824 | 0.1595479725836576
6 | assumed_background_mismatch_best_case | reconstruction_method=mlem, SEED=11, NUM_MEASUREMENTS=50, TRUE_SOURCE_SPECS=[{"position":[0.18,-0.2,0.2],"relative_strength":1.0}], NUM_CHANNELS=16, DIODE_PITCH=0.006, SEARCH_MIN=[-0.5,-0.5,-0.5], SEARCH_MAX=[0.5,0.5,0.5], GRID_SIZE=13, TRAJECTORY_MODE=grid, LATERAL_SPAN=0.6, VERTICAL_SPAN=0.36, BASE_DISTANCE=1, DISTANCE_SPAN=0.18, ORBIT_RADIUS=1.3, ORBIT_RADIUS_SPAN=0, ORBIT_ANGLE_SPAN_DEG=360.0, ORBIT_START_ANGLE_DEG=0.0, ORBIT_VERTICAL_SPAN=0.0, ORIENTATION_MODE=fixed, FIXED_VIEW_DIRECTION=[0,1,0], SCAN_CENTER=[0.0,0.0,0.0], NUM_ITERATIONS=10000, HISTORY_INTERVAL=1000, MAX_SOURCES_TO_REPORT=1, MIN_SOURCE_DISTANCE=0.08, ACTIVITY_MAX_RELATIVE_DROP=0.5, PRINT_GENERATED_COUNTS_TABLE=False, UPDATE_FRAME_MAX_VOXELS=1000, GIF_FPS=1.0, AXIS_LIMITS_3D=[[-1,1],[-1,1],[-1,1]] | 1.0 | 1000.0 | 0.0 | 1.0 | 0.08 | 2026-05-04 | 5000.0 | 1300.0 | 1.0 | 2026-05-04 | 10.0 | 60.0 | -60.0 | 11 | 0.2 | 58.15584529999978 | 0.18 | -0.2 | 0.2 | 0.16666666666666663 | 0.0 | 0.25 | 190.3325945768836 | 0.20659 | 0.20658600576461558 | 20 | 0.5740815954146115 | 0.0489897948556636 | 0.40493 | 0.3953655256203876 | 0.7025600631168528
7 | assumed_background_mismatch_best_case | reconstruction_method=mlem, SEED=11, NUM_MEASUREMENTS=50, TRUE_SOURCE_SPECS=[{"position":[0.18,-0.2,0.2],"relative_strength":1.0}], NUM_CHANNELS=16, DIODE_PITCH=0.006, SEARCH_MIN=[-0.5,-0.5,-0.5], SEARCH_MAX=[0.5,0.5,0.5], GRID_SIZE=13, TRAJECTORY_MODE=grid, LATERAL_SPAN=0.6, VERTICAL_SPAN=0.36, BASE_DISTANCE=1, DISTANCE_SPAN=0.18, ORBIT_RADIUS=1.3, ORBIT_RADIUS_SPAN=0, ORBIT_ANGLE_SPAN_DEG=360.0, ORBIT_START_ANGLE_DEG=0.0, ORBIT_VERTICAL_SPAN=0.0, ORIENTATION_MODE=fixed, FIXED_VIEW_DIRECTION=[0,1,0], SCAN_CENTER=[0.0,0.0,0.0], NUM_ITERATIONS=10000, HISTORY_INTERVAL=1000, MAX_SOURCES_TO_REPORT=1, MIN_SOURCE_DISTANCE=0.08, ACTIVITY_MAX_RELATIVE_DROP=0.5, PRINT_GENERATED_COUNTS_TABLE=False, UPDATE_FRAME_MAX_VOXELS=1000, GIF_FPS=1.0, AXIS_LIMITS_3D=[[-1,1],[-1,1],[-1,1]] | 1.0 | 1000.0 | 0.0 | 1.0 | 0.08 | 2026-05-04 | 5000.0 | 1500.0 | 1.0 | 2026-05-04 | 10.0 | 60.0 | -60.0 | 11 | 0.2 | 51.203228899999885 | 0.18 | -0.2 | 0.2 | 0.08333333333333326 | 0.5 | 0.25 | 689.1483817612614 | 0.70841 | 0.7084097997941899 | 5 | 0.3852840922951118 | 0.5443242497711165 | 0.66107 | 0.6663318989146758 | 0.7180638163979949
8 | assumed_background_mismatch_best_case | reconstruction_method=mlem, SEED=11, NUM_MEASUREMENTS=50, TRUE_SOURCE_SPECS=[{"position":[0.18,-0.2,0.2],"relative_strength":1.0}], NUM_CHANNELS=16, DIODE_PITCH=0.006, SEARCH_MIN=[-0.5,-0.5,-0.5], SEARCH_MAX=[0.5,0.5,0.5], GRID_SIZE=13, TRAJECTORY_MODE=grid, LATERAL_SPAN=0.6, VERTICAL_SPAN=0.36, BASE_DISTANCE=1, DISTANCE_SPAN=0.18, ORBIT_RADIUS=1.3, ORBIT_RADIUS_SPAN=0, ORBIT_ANGLE_SPAN_DEG=360.0, ORBIT_START_ANGLE_DEG=0.0, ORBIT_VERTICAL_SPAN=0.0, ORIENTATION_MODE=fixed, FIXED_VIEW_DIRECTION=[0,1,0], SCAN_CENTER=[0.0,0.0,0.0], NUM_ITERATIONS=10000, HISTORY_INTERVAL=1000, MAX_SOURCES_TO_REPORT=1, MIN_SOURCE_DISTANCE=0.08, ACTIVITY_MAX_RELATIVE_DROP=0.5, PRINT_GENERATED_COUNTS_TABLE=False, UPDATE_FRAME_MAX_VOXELS=1000, GIF_FPS=1.0, AXIS_LIMITS_3D=[[-1,1],[-1,1],[-1,1]] | 1.0 | 1000.0 | 0.0 | 1.0 | 0.08 | 2026-05-04 | 5000.0 | 2000.0 | 1.0 | 2026-05-04 | 10.0 | 60.0 | -60.0 | 11 | 0.2 | 57.468511999999464 | 0.18 | -0.2 | 0.2 | 0.0 | 0.5 | 0.25 | 3194.1623790511544 | 0.7245 | 0.7244998274671982 | 1 | 0.4753430458080329 | 0.7244998274671982 | 0.7245 | 0.7244998274671983 | 0.7244998274671982
9 | assumed_background_mismatch_best_case | reconstruction_method=mlem, SEED=11, NUM_MEASUREMENTS=50, TRUE_SOURCE_SPECS=[{"position":[0.18,-0.2,0.2],"relative_strength":1.0}], NUM_CHANNELS=16, DIODE_PITCH=0.006, SEARCH_MIN=[-0.5,-0.5,-0.5], SEARCH_MAX=[0.5,0.5,0.5], GRID_SIZE=13, TRAJECTORY_MODE=grid, LATERAL_SPAN=0.6, VERTICAL_SPAN=0.36, BASE_DISTANCE=1, DISTANCE_SPAN=0.18, ORBIT_RADIUS=1.3, ORBIT_RADIUS_SPAN=0, ORBIT_ANGLE_SPAN_DEG=360.0, ORBIT_START_ANGLE_DEG=0.0, ORBIT_VERTICAL_SPAN=0.0, ORIENTATION_MODE=fixed, FIXED_VIEW_DIRECTION=[0,1,0], SCAN_CENTER=[0.0,0.0,0.0], NUM_ITERATIONS=10000, HISTORY_INTERVAL=1000, MAX_SOURCES_TO_REPORT=1, MIN_SOURCE_DISTANCE=0.08, ACTIVITY_MAX_RELATIVE_DROP=0.5, PRINT_GENERATED_COUNTS_TABLE=False, UPDATE_FRAME_MAX_VOXELS=1000, GIF_FPS=1.0, AXIS_LIMITS_3D=[[-1,1],[-1,1],[-1,1]] | 1.0 | 1000.0 | 0.0 | 1.0 | 0.08 | 2026-05-04 | 5000.0 | 500.0 | 1.0 | 2026-05-04 | 10.0 | 60.0 | -60.0 | 12 | 0.2 | 47.17382670000006 | 0.18 | -0.2 | 0.2 | 0.5 | -0.5 | -0.5 | 624.9998884134048 | 0.82608 | 0.8260750571225353 | 3 | 0.2631373303942648 | 0.5314132102234569 | 0.79282 | 0.8166376153153411 | 0.9819989485829209
10 | assumed_background_mismatch_best_case | reconstruction_method=mlem, SEED=11, NUM_MEASUREMENTS=50, TRUE_SOURCE_SPECS=[{"position":[0.18,-0.2,0.2],"relative_strength":1.0}], NUM_CHANNELS=16, DIODE_PITCH=0.006, SEARCH_MIN=[-0.5,-0.5,-0.5], SEARCH_MAX=[0.5,0.5,0.5], GRID_SIZE=13, TRAJECTORY_MODE=grid, LATERAL_SPAN=0.6, VERTICAL_SPAN=0.36, BASE_DISTANCE=1, DISTANCE_SPAN=0.18, ORBIT_RADIUS=1.3, ORBIT_RADIUS_SPAN=0, ORBIT_ANGLE_SPAN_DEG=360.0, ORBIT_START_ANGLE_DEG=0.0, ORBIT_VERTICAL_SPAN=0.0, ORIENTATION_MODE=fixed, FIXED_VIEW_DIRECTION=[0,1,0], SCAN_CENTER=[0.0,0.0,0.0], NUM_ITERATIONS=10000, HISTORY_INTERVAL=1000, MAX_SOURCES_TO_REPORT=1, MIN_SOURCE_DISTANCE=0.08, ACTIVITY_MAX_RELATIVE_DROP=0.5, PRINT_GENERATED_COUNTS_TABLE=False, UPDATE_FRAME_MAX_VOXELS=1000, GIF_FPS=1.0, AXIS_LIMITS_3D=[[-1,1],[-1,1],[-1,1]] | 1.0 | 1000.0 | 0.0 | 1.0 | 0.08 | 2026-05-04 | 5000.0 | 700.0 | 1.0 | 2026-05-04 | 10.0 | 60.0 | -60.0 | 12 | 0.2 | 48.859109800001534 | 0.18 | -0.2 | 0.2 | 0.5 | -0.5 | -0.5 | 368.18155289110683 | 0.82608 | 0.8260750571225353 | 2 | 0.1315112844530876 | 0.8260750571225353 | 0.92353 | 0.9027906597155217 | 1.001489435015469
11 | assumed_background_mismatch_best_case | reconstruction_method=mlem, SEED=11, NUM_MEASUREMENTS=50, TRUE_SOURCE_SPECS=[{"position":[0.18,-0.2,0.2],"relative_strength":1.0}], NUM_CHANNELS=16, DIODE_PITCH=0.006, SEARCH_MIN=[-0.5,-0.5,-0.5], SEARCH_MAX=[0.5,0.5,0.5], GRID_SIZE=13, TRAJECTORY_MODE=grid, LATERAL_SPAN=0.6, VERTICAL_SPAN=0.36, BASE_DISTANCE=1, DISTANCE_SPAN=0.18, ORBIT_RADIUS=1.3, ORBIT_RADIUS_SPAN=0, ORBIT_ANGLE_SPAN_DEG=360.0, ORBIT_START_ANGLE_DEG=0.0, ORBIT_VERTICAL_SPAN=0.0, ORIENTATION_MODE=fixed, FIXED_VIEW_DIRECTION=[0,1,0], SCAN_CENTER=[0.0,0.0,0.0], NUM_ITERATIONS=10000, HISTORY_INTERVAL=1000, MAX_SOURCES_TO_REPORT=1, MIN_SOURCE_DISTANCE=0.08, ACTIVITY_MAX_RELATIVE_DROP=0.5, PRINT_GENERATED_COUNTS_TABLE=False, UPDATE_FRAME_MAX_VOXELS=1000, GIF_FPS=1.0, AXIS_LIMITS_3D=[[-1,1],[-1,1],[-1,1]] | 1.0 | 1000.0 | 0.0 | 1.0 | 0.08 | 2026-05-04 | 5000.0 | 900.0 | 1.0 | 2026-05-04 | 10.0 | 60.0 | -60.0 | 12 | 0.2 | 47.763191500000175 | 0.18 | -0.2 | 0.2 | 0.5 | -0.5 | -0.5 | 115.08630609074847 | 0.82608 | 0.8260750571225353 | 2 | 0.04758827377194674 | 0.06155395104206462 | 0.44381 | 0.5485152284058246 | 0.7496229465144882
12 | assumed_background_mismatch_best_case | reconstruction_method=mlem, SEED=11, NUM_MEASUREMENTS=50, TRUE_SOURCE_SPECS=[{"position":[0.18,-0.2,0.2],"relative_strength":1.0}], NUM_CHANNELS=16, DIODE_PITCH=0.006, SEARCH_MIN=[-0.5,-0.5,-0.5], SEARCH_MAX=[0.5,0.5,0.5], GRID_SIZE=13, TRAJECTORY_MODE=grid, LATERAL_SPAN=0.6, VERTICAL_SPAN=0.36, BASE_DISTANCE=1, DISTANCE_SPAN=0.18, ORBIT_RADIUS=1.3, ORBIT_RADIUS_SPAN=0, ORBIT_ANGLE_SPAN_DEG=360.0, ORBIT_START_ANGLE_DEG=0.0, ORBIT_VERTICAL_SPAN=0.0, ORIENTATION_MODE=fixed, FIXED_VIEW_DIRECTION=[0,1,0], SCAN_CENTER=[0.0,0.0,0.0], NUM_ITERATIONS=10000, HISTORY_INTERVAL=1000, MAX_SOURCES_TO_REPORT=1, MIN_SOURCE_DISTANCE=0.08, ACTIVITY_MAX_RELATIVE_DROP=0.5, PRINT_GENERATED_COUNTS_TABLE=False, UPDATE_FRAME_MAX_VOXELS=1000, GIF_FPS=1.0, AXIS_LIMITS_3D=[[-1,1],[-1,1],[-1,1]] | 1.0 | 1000.0 | 0.0 | 1.0 | 0.08 | 2026-05-04 | 5000.0 | 1000.0 | 1.0 | 2026-05-04 | 10.0 | 60.0 | -60.0 | 12 | 0.2 | 57.42670349999935 | 0.18 | -0.2 | 0.2 | 0.16666666666666663 | -0.16666666666666669 | 0.25 | 101.58032855005692 | 0.061554 | 0.06155395104206462 | 15 | 0.2933536449226108 | 0.0489897948556636 | 0.11503 | 0.10874941563591475 | 0.15778252370070175
13 | assumed_background_mismatch_best_case | reconstruction_method=mlem, SEED=11, NUM_MEASUREMENTS=50, TRUE_SOURCE_SPECS=[{"position":[0.18,-0.2,0.2],"relative_strength":1.0}], NUM_CHANNELS=16, DIODE_PITCH=0.006, SEARCH_MIN=[-0.5,-0.5,-0.5], SEARCH_MAX=[0.5,0.5,0.5], GRID_SIZE=13, TRAJECTORY_MODE=grid, LATERAL_SPAN=0.6, VERTICAL_SPAN=0.36, BASE_DISTANCE=1, DISTANCE_SPAN=0.18, ORBIT_RADIUS=1.3, ORBIT_RADIUS_SPAN=0, ORBIT_ANGLE_SPAN_DEG=360.0, ORBIT_START_ANGLE_DEG=0.0, ORBIT_VERTICAL_SPAN=0.0, ORIENTATION_MODE=fixed, FIXED_VIEW_DIRECTION=[0,1,0], SCAN_CENTER=[0.0,0.0,0.0], NUM_ITERATIONS=10000, HISTORY_INTERVAL=1000, MAX_SOURCES_TO_REPORT=1, MIN_SOURCE_DISTANCE=0.08, ACTIVITY_MAX_RELATIVE_DROP=0.5, PRINT_GENERATED_COUNTS_TABLE=False, UPDATE_FRAME_MAX_VOXELS=1000, GIF_FPS=1.0, AXIS_LIMITS_3D=[[-1,1],[-1,1],[-1,1]] | 1.0 | 1000.0 | 0.0 | 1.0 | 0.08 | 2026-05-04 | 5000.0 | 1100.0 | 1.0 | 2026-05-04 | 10.0 | 60.0 | -60.0 | 12 | 0.2 | 49.83731159999843 | 0.18 | -0.2 | 0.2 | 0.16666666666666663 | -0.08333333333333337 | 0.25 | 211.4819921671835 | 0.12763 | 0.12762793146051096 | 7 | 0.2986616780097787 | 0.0489897948556636 | 0.11049 | 0.10978598722922528 | 0.1783631858560408
14 | assumed_background_mismatch_best_case | reconstruction_method=mlem, SEED=11, NUM_MEASUREMENTS=50, TRUE_SOURCE_SPECS=[{"position":[0.18,-0.2,0.2],"relative_strength":1.0}], NUM_CHANNELS=16, DIODE_PITCH=0.006, SEARCH_MIN=[-0.5,-0.5,-0.5], SEARCH_MAX=[0.5,0.5,0.5], GRID_SIZE=13, TRAJECTORY_MODE=grid, LATERAL_SPAN=0.6, VERTICAL_SPAN=0.36, BASE_DISTANCE=1, DISTANCE_SPAN=0.18, ORBIT_RADIUS=1.3, ORBIT_RADIUS_SPAN=0, ORBIT_ANGLE_SPAN_DEG=360.0, ORBIT_START_ANGLE_DEG=0.0, ORBIT_VERTICAL_SPAN=0.0, ORIENTATION_MODE=fixed, FIXED_VIEW_DIRECTION=[0,1,0], SCAN_CENTER=[0.0,0.0,0.0], NUM_ITERATIONS=10000, HISTORY_INTERVAL=1000, MAX_SOURCES_TO_REPORT=1, MIN_SOURCE_DISTANCE=0.08, ACTIVITY_MAX_RELATIVE_DROP=0.5, PRINT_GENERATED_COUNTS_TABLE=False, UPDATE_FRAME_MAX_VOXELS=1000, GIF_FPS=1.0, AXIS_LIMITS_3D=[[-1,1],[-1,1],[-1,1]] | 1.0 | 1000.0 | 0.0 | 1.0 | 0.08 | 2026-05-04 | 5000.0 | 1300.0 | 1.0 | 2026-05-04 | 10.0 | 60.0 | -60.0 | 12 | 0.2 | 50.47025919999942 | 0.18 | -0.2 | 0.2 | 0.16666666666666663 | 0.08333333333333326 | 0.25 | 279.6710993071375 | 0.28802 | 0.2880200610297059 | 8 | 0.4008804593976601 | 0.1595479725836576 | 0.29889 | 0.29082805688382135 | 0.4036237746672245
15 | assumed_background_mismatch_best_case | reconstruction_method=mlem, SEED=11, NUM_MEASUREMENTS=50, TRUE_SOURCE_SPECS=[{"position":[0.18,-0.2,0.2],"relative_strength":1.0}], NUM_CHANNELS=16, DIODE_PITCH=0.006, SEARCH_MIN=[-0.5,-0.5,-0.5], SEARCH_MAX=[0.5,0.5,0.5], GRID_SIZE=13, TRAJECTORY_MODE=grid, LATERAL_SPAN=0.6, VERTICAL_SPAN=0.36, BASE_DISTANCE=1, DISTANCE_SPAN=0.18, ORBIT_RADIUS=1.3, ORBIT_RADIUS_SPAN=0, ORBIT_ANGLE_SPAN_DEG=360.0, ORBIT_START_ANGLE_DEG=0.0, ORBIT_VERTICAL_SPAN=0.0, ORIENTATION_MODE=fixed, FIXED_VIEW_DIRECTION=[0,1,0], SCAN_CENTER=[0.0,0.0,0.0], NUM_ITERATIONS=10000, HISTORY_INTERVAL=1000, MAX_SOURCES_TO_REPORT=1, MIN_SOURCE_DISTANCE=0.08, ACTIVITY_MAX_RELATIVE_DROP=0.5, PRINT_GENERATED_COUNTS_TABLE=False, UPDATE_FRAME_MAX_VOXELS=1000, GIF_FPS=1.0, AXIS_LIMITS_3D=[[-1,1],[-1,1],[-1,1]] | 1.0 | 1000.0 | 0.0 | 1.0 | 0.08 | 2026-05-04 | 5000.0 | 1500.0 | 1.0 | 2026-05-04 | 10.0 | 60.0 | -60.0 | 12 | 0.2 | 46.32680189999883 | 0.18 | -0.2 | 0.2 | 0.16666666666666663 | 0.5 | 0.33333333333333326 | 449.53969853406426 | 0.71271 | 0.7127100080366175 | 8 | 0.4765391645765217 | 0.3035164282575528 | 0.52317 | 0.5390832763486592 | 0.7137015679607931
16 | assumed_background_mismatch_best_case | reconstruction_method=mlem, SEED=11, NUM_MEASUREMENTS=50, TRUE_SOURCE_SPECS=[{"position":[0.18,-0.2,0.2],"relative_strength":1.0}], NUM_CHANNELS=16, DIODE_PITCH=0.006, SEARCH_MIN=[-0.5,-0.5,-0.5], SEARCH_MAX=[0.5,0.5,0.5], GRID_SIZE=13, TRAJECTORY_MODE=grid, LATERAL_SPAN=0.6, VERTICAL_SPAN=0.36, BASE_DISTANCE=1, DISTANCE_SPAN=0.18, ORBIT_RADIUS=1.3, ORBIT_RADIUS_SPAN=0, ORBIT_ANGLE_SPAN_DEG=360.0, ORBIT_START_ANGLE_DEG=0.0, ORBIT_VERTICAL_SPAN=0.0, ORIENTATION_MODE=fixed, FIXED_VIEW_DIRECTION=[0,1,0], SCAN_CENTER=[0.0,0.0,0.0], NUM_ITERATIONS=10000, HISTORY_INTERVAL=1000, MAX_SOURCES_TO_REPORT=1, MIN_SOURCE_DISTANCE=0.08, ACTIVITY_MAX_RELATIVE_DROP=0.5, PRINT_GENERATED_COUNTS_TABLE=False, UPDATE_FRAME_MAX_VOXELS=1000, GIF_FPS=1.0, AXIS_LIMITS_3D=[[-1,1],[-1,1],[-1,1]] | 1.0 | 1000.0 | 0.0 | 1.0 | 0.08 | 2026-05-04 | 5000.0 | 2000.0 | 1.0 | 2026-05-04 | 10.0 | 60.0 | -60.0 | 12 | 0.2 | 19.901974399999744 | 0.18 | -0.2 | 0.2 | 0.08333333333333326 | 0.5 | 0.25 | 3053.4920258229026 | 0.70841 | 0.7084097997941899 | 1 | 0.633603943835311 | 0.7084097997941899 | 0.70841 | 0.7084097997941899 | 0.7084097997941899
17 | assumed_background_mismatch_best_case | reconstruction_method=mlem, SEED=11, NUM_MEASUREMENTS=50, TRUE_SOURCE_SPECS=[{"position":[0.18,-0.2,0.2],"relative_strength":1.0}], NUM_CHANNELS=16, DIODE_PITCH=0.006, SEARCH_MIN=[-0.5,-0.5,-0.5], SEARCH_MAX=[0.5,0.5,0.5], GRID_SIZE=13, TRAJECTORY_MODE=grid, LATERAL_SPAN=0.6, VERTICAL_SPAN=0.36, BASE_DISTANCE=1, DISTANCE_SPAN=0.18, ORBIT_RADIUS=1.3, ORBIT_RADIUS_SPAN=0, ORBIT_ANGLE_SPAN_DEG=360.0, ORBIT_START_ANGLE_DEG=0.0, ORBIT_VERTICAL_SPAN=0.0, ORIENTATION_MODE=fixed, FIXED_VIEW_DIRECTION=[0,1,0], SCAN_CENTER=[0.0,0.0,0.0], NUM_ITERATIONS=10000, HISTORY_INTERVAL=1000, MAX_SOURCES_TO_REPORT=1, MIN_SOURCE_DISTANCE=0.08, ACTIVITY_MAX_RELATIVE_DROP=0.5, PRINT_GENERATED_COUNTS_TABLE=False, UPDATE_FRAME_MAX_VOXELS=1000, GIF_FPS=1.0, AXIS_LIMITS_3D=[[-1,1],[-1,1],[-1,1]] | 1.0 | 1000.0 | 0.0 | 1.0 | 0.08 | 2026-05-04 | 5000.0 | 500.0 | 1.0 | 2026-05-04 | 10.0 | 60.0 | -60.0 | 13 | 0.2 | 14.560544900001332 | 0.18 | -0.2 | 0.2 | 0.5 | -0.5 | 0.5 | 750.6720365186832 | 0.53141 | 0.5314132102234569 | 3 | 0.44291275306167904 | 0.5314132102234569 | 0.79282 | 0.7614016689200683 | 0.9819989485829209
18 | assumed_background_mismatch_best_case | reconstruction_method=mlem, SEED=11, NUM_MEASUREMENTS=50, TRUE_SOURCE_SPECS=[{"position":[0.18,-0.2,0.2],"relative_strength":1.0}], NUM_CHANNELS=16, DIODE_PITCH=0.006, SEARCH_MIN=[-0.5,-0.5,-0.5], SEARCH_MAX=[0.5,0.5,0.5], GRID_SIZE=13, TRAJECTORY_MODE=grid, LATERAL_SPAN=0.6, VERTICAL_SPAN=0.36, BASE_DISTANCE=1, DISTANCE_SPAN=0.18, ORBIT_RADIUS=1.3, ORBIT_RADIUS_SPAN=0, ORBIT_ANGLE_SPAN_DEG=360.0, ORBIT_START_ANGLE_DEG=0.0, ORBIT_VERTICAL_SPAN=0.0, ORIENTATION_MODE=fixed, FIXED_VIEW_DIRECTION=[0,1,0], SCAN_CENTER=[0.0,0.0,0.0], NUM_ITERATIONS=10000, HISTORY_INTERVAL=1000, MAX_SOURCES_TO_REPORT=1, MIN_SOURCE_DISTANCE=0.08, ACTIVITY_MAX_RELATIVE_DROP=0.5, PRINT_GENERATED_COUNTS_TABLE=False, UPDATE_FRAME_MAX_VOXELS=1000, GIF_FPS=1.0, AXIS_LIMITS_3D=[[-1,1],[-1,1],[-1,1]] | 1.0 | 1000.0 | 0.0 | 1.0 | 0.08 | 2026-05-04 | 5000.0 | 700.0 | 1.0 | 2026-05-04 | 10.0 | 60.0 | -60.0 | 13 | 0.2 | 14.930030600000464 | 0.18 | -0.2 | 0.2 | 0.5 | -0.5 | 0.5 | 396.9641561935012 | 0.53141 | 0.5314132102234569 | 3 | 0.31931827307037614 | 0.5314132102234569 | 0.79282 | 0.7707321715289477 | 0.9819989485829209
19 | assumed_background_mismatch_best_case | reconstruction_method=mlem, SEED=11, NUM_MEASUREMENTS=50, TRUE_SOURCE_SPECS=[{"position":[0.18,-0.2,0.2],"relative_strength":1.0}], NUM_CHANNELS=16, DIODE_PITCH=0.006, SEARCH_MIN=[-0.5,-0.5,-0.5], SEARCH_MAX=[0.5,0.5,0.5], GRID_SIZE=13, TRAJECTORY_MODE=grid, LATERAL_SPAN=0.6, VERTICAL_SPAN=0.36, BASE_DISTANCE=1, DISTANCE_SPAN=0.18, ORBIT_RADIUS=1.3, ORBIT_RADIUS_SPAN=0, ORBIT_ANGLE_SPAN_DEG=360.0, ORBIT_START_ANGLE_DEG=0.0, ORBIT_VERTICAL_SPAN=0.0, ORIENTATION_MODE=fixed, FIXED_VIEW_DIRECTION=[0,1,0], SCAN_CENTER=[0.0,0.0,0.0], NUM_ITERATIONS=10000, HISTORY_INTERVAL=1000, MAX_SOURCES_TO_REPORT=1, MIN_SOURCE_DISTANCE=0.08, ACTIVITY_MAX_RELATIVE_DROP=0.5, PRINT_GENERATED_COUNTS_TABLE=False, UPDATE_FRAME_MAX_VOXELS=1000, GIF_FPS=1.0, AXIS_LIMITS_3D=[[-1,1],[-1,1],[-1,1]] | 1.0 | 1000.0 | 0.0 | 1.0 | 0.08 | 2026-05-04 | 5000.0 | 900.0 | 1.0 | 2026-05-04 | 10.0 | 60.0 | -60.0 | 13 | 0.2 | 14.297794599999179 | 0.18 | -0.2 | 0.2 | 0.5 | -0.5 | -0.5 | 102.98200117133547 | 0.82608 | 0.8260750571225353 | 8 | 0.24847434338478766 | 0.06155395104206462 | 0.29649 | 0.3466368382595173 | 0.8845465164201798
20 | assumed_background_mismatch_best_case | reconstruction_method=mlem, SEED=11, NUM_MEASUREMENTS=50, TRUE_SOURCE_SPECS=[{"position":[0.18,-0.2,0.2],"relative_strength":1.0}], NUM_CHANNELS=16, DIODE_PITCH=0.006, SEARCH_MIN=[-0.5,-0.5,-0.5], SEARCH_MAX=[0.5,0.5,0.5], GRID_SIZE=13, TRAJECTORY_MODE=grid, LATERAL_SPAN=0.6, VERTICAL_SPAN=0.36, BASE_DISTANCE=1, DISTANCE_SPAN=0.18, ORBIT_RADIUS=1.3, ORBIT_RADIUS_SPAN=0, ORBIT_ANGLE_SPAN_DEG=360.0, ORBIT_START_ANGLE_DEG=0.0, ORBIT_VERTICAL_SPAN=0.0, ORIENTATION_MODE=fixed, FIXED_VIEW_DIRECTION=[0,1,0], SCAN_CENTER=[0.0,0.0,0.0], NUM_ITERATIONS=10000, HISTORY_INTERVAL=1000, MAX_SOURCES_TO_REPORT=1, MIN_SOURCE_DISTANCE=0.08, ACTIVITY_MAX_RELATIVE_DROP=0.5, PRINT_GENERATED_COUNTS_TABLE=False, UPDATE_FRAME_MAX_VOXELS=1000, GIF_FPS=1.0, AXIS_LIMITS_3D=[[-1,1],[-1,1],[-1,1]] | 1.0 | 1000.0 | 0.0 | 1.0 | 0.08 | 2026-05-04 | 5000.0 | 1000.0 | 1.0 | 2026-05-04 | 10.0 | 60.0 | -60.0 | 13 | 0.2 | 15.073139900001479 | 0.18 | -0.2 | 0.2 | 0.16666666666666663 | -0.25 | 0.16666666666666663 | 113.93550138773874 | 0.061554 | 0.061553951042064646 | 8 | 0.3122006836764215 | 0.0489897948556636 | 0.086784 | 0.08502789420353589 | 0.13076418237677365
21 | assumed_background_mismatch_best_case | reconstruction_method=mlem, SEED=11, NUM_MEASUREMENTS=50, TRUE_SOURCE_SPECS=[{"position":[0.18,-0.2,0.2],"relative_strength":1.0}], NUM_CHANNELS=16, DIODE_PITCH=0.006, SEARCH_MIN=[-0.5,-0.5,-0.5], SEARCH_MAX=[0.5,0.5,0.5], GRID_SIZE=13, TRAJECTORY_MODE=grid, LATERAL_SPAN=0.6, VERTICAL_SPAN=0.36, BASE_DISTANCE=1, DISTANCE_SPAN=0.18, ORBIT_RADIUS=1.3, ORBIT_RADIUS_SPAN=0, ORBIT_ANGLE_SPAN_DEG=360.0, ORBIT_START_ANGLE_DEG=0.0, ORBIT_VERTICAL_SPAN=0.0, ORIENTATION_MODE=fixed, FIXED_VIEW_DIRECTION=[0,1,0], SCAN_CENTER=[0.0,0.0,0.0], NUM_ITERATIONS=10000, HISTORY_INTERVAL=1000, MAX_SOURCES_TO_REPORT=1, MIN_SOURCE_DISTANCE=0.08, ACTIVITY_MAX_RELATIVE_DROP=0.5, PRINT_GENERATED_COUNTS_TABLE=False, UPDATE_FRAME_MAX_VOXELS=1000, GIF_FPS=1.0, AXIS_LIMITS_3D=[[-1,1],[-1,1],[-1,1]] | 1.0 | 1000.0 | 0.0 | 1.0 | 0.08 | 2026-05-04 | 5000.0 | 1100.0 | 1.0 | 2026-05-04 | 10.0 | 60.0 | -60.0 | 13 | 0.2 | 16.285961300000054 | 0.18 | -0.2 | 0.2 | 0.16666666666666663 | -0.16666666666666669 | 0.25 | 186.4899759919076 | 0.061554 | 0.06155395104206462 | 6 | 0.33993503704720185 | 0.06155395104206462 | 0.11123 | 0.10886420132394495 | 0.17233405347300107
22 | assumed_background_mismatch_best_case | reconstruction_method=mlem, SEED=11, NUM_MEASUREMENTS=50, TRUE_SOURCE_SPECS=[{"position":[0.18,-0.2,0.2],"relative_strength":1.0}], NUM_CHANNELS=16, DIODE_PITCH=0.006, SEARCH_MIN=[-0.5,-0.5,-0.5], SEARCH_MAX=[0.5,0.5,0.5], GRID_SIZE=13, TRAJECTORY_MODE=grid, LATERAL_SPAN=0.6, VERTICAL_SPAN=0.36, BASE_DISTANCE=1, DISTANCE_SPAN=0.18, ORBIT_RADIUS=1.3, ORBIT_RADIUS_SPAN=0, ORBIT_ANGLE_SPAN_DEG=360.0, ORBIT_START_ANGLE_DEG=0.0, ORBIT_VERTICAL_SPAN=0.0, ORIENTATION_MODE=fixed, FIXED_VIEW_DIRECTION=[0,1,0], SCAN_CENTER=[0.0,0.0,0.0], NUM_ITERATIONS=10000, HISTORY_INTERVAL=1000, MAX_SOURCES_TO_REPORT=1, MIN_SOURCE_DISTANCE=0.08, ACTIVITY_MAX_RELATIVE_DROP=0.5, PRINT_GENERATED_COUNTS_TABLE=False, UPDATE_FRAME_MAX_VOXELS=1000, GIF_FPS=1.0, AXIS_LIMITS_3D=[[-1,1],[-1,1],[-1,1]] | 1.0 | 1000.0 | 0.0 | 1.0 | 0.08 | 2026-05-04 | 5000.0 | 1300.0 | 1.0 | 2026-05-04 | 10.0 | 60.0 | -60.0 | 13 | 0.2 | 16.46955320000052 | 0.18 | -0.2 | 0.2 | 0.16666666666666663 | 0.5 | 0.33333333333333326 | 922.224045428876 | 0.71271 | 0.7127100080366175 | 1 | 0.2752280561688142 | 0.7127100080366175 | 0.71271 | 0.7127100080366175 | 0.7127100080366175
23 | assumed_background_mismatch_best_case | reconstruction_method=mlem, SEED=11, NUM_MEASUREMENTS=50, TRUE_SOURCE_SPECS=[{"position":[0.18,-0.2,0.2],"relative_strength":1.0}], NUM_CHANNELS=16, DIODE_PITCH=0.006, SEARCH_MIN=[-0.5,-0.5,-0.5], SEARCH_MAX=[0.5,0.5,0.5], GRID_SIZE=13, TRAJECTORY_MODE=grid, LATERAL_SPAN=0.6, VERTICAL_SPAN=0.36, BASE_DISTANCE=1, DISTANCE_SPAN=0.18, ORBIT_RADIUS=1.3, ORBIT_RADIUS_SPAN=0, ORBIT_ANGLE_SPAN_DEG=360.0, ORBIT_START_ANGLE_DEG=0.0, ORBIT_VERTICAL_SPAN=0.0, ORIENTATION_MODE=fixed, FIXED_VIEW_DIRECTION=[0,1,0], SCAN_CENTER=[0.0,0.0,0.0], NUM_ITERATIONS=10000, HISTORY_INTERVAL=1000, MAX_SOURCES_TO_REPORT=1, MIN_SOURCE_DISTANCE=0.08, ACTIVITY_MAX_RELATIVE_DROP=0.5, PRINT_GENERATED_COUNTS_TABLE=False, UPDATE_FRAME_MAX_VOXELS=1000, GIF_FPS=1.0, AXIS_LIMITS_3D=[[-1,1],[-1,1],[-1,1]] | 1.0 | 1000.0 | 0.0 | 1.0 | 0.08 | 2026-05-04 | 5000.0 | 1500.0 | 1.0 | 2026-05-04 | 10.0 | 60.0 | -60.0 | 13 | 0.2 | 19.37623309999981 | 0.18 | -0.2 | 0.2 | 0.16666666666666663 | 0.5 | 0.33333333333333326 | 2296.599420715141 | 0.71271 | 0.7127100080366175 | 1 | 0.6626660847968889 | 0.7127100080366175 | 0.71271 | 0.7127100080366175 | 0.7127100080366175
24 | assumed_background_mismatch_best_case | reconstruction_method=mlem, SEED=11, NUM_MEASUREMENTS=50, TRUE_SOURCE_SPECS=[{"position":[0.18,-0.2,0.2],"relative_strength":1.0}], NUM_CHANNELS=16, DIODE_PITCH=0.006, SEARCH_MIN=[-0.5,-0.5,-0.5], SEARCH_MAX=[0.5,0.5,0.5], GRID_SIZE=13, TRAJECTORY_MODE=grid, LATERAL_SPAN=0.6, VERTICAL_SPAN=0.36, BASE_DISTANCE=1, DISTANCE_SPAN=0.18, ORBIT_RADIUS=1.3, ORBIT_RADIUS_SPAN=0, ORBIT_ANGLE_SPAN_DEG=360.0, ORBIT_START_ANGLE_DEG=0.0, ORBIT_VERTICAL_SPAN=0.0, ORIENTATION_MODE=fixed, FIXED_VIEW_DIRECTION=[0,1,0], SCAN_CENTER=[0.0,0.0,0.0], NUM_ITERATIONS=10000, HISTORY_INTERVAL=1000, MAX_SOURCES_TO_REPORT=1, MIN_SOURCE_DISTANCE=0.08, ACTIVITY_MAX_RELATIVE_DROP=0.5, PRINT_GENERATED_COUNTS_TABLE=False, UPDATE_FRAME_MAX_VOXELS=1000, GIF_FPS=1.0, AXIS_LIMITS_3D=[[-1,1],[-1,1],[-1,1]] | 1.0 | 1000.0 | 0.0 | 1.0 | 0.08 | 2026-05-04 | 5000.0 | 2000.0 | 1.0 | 2026-05-04 | 10.0 | 60.0 | -60.0 | 13 | 0.2 | 29.896728600000642 | 0.18 | -0.2 | 0.2 | 0.16666666666666663 | 0.5 | 0.33333333333333326 | 1778.2999323579352 | 0.71271 | 0.7127100080366175 | 1 | 0.8591325212611112 | 0.7127100080366175 | 0.71271 | 0.7127100080366175 | 0.7127100080366175
25 | assumed_background_mismatch_best_case | reconstruction_method=mlem, SEED=11, NUM_MEASUREMENTS=50, TRUE_SOURCE_SPECS=[{"position":[0.18,-0.2,0.2],"relative_strength":1.0}], NUM_CHANNELS=16, DIODE_PITCH=0.006, SEARCH_MIN=[-0.5,-0.5,-0.5], SEARCH_MAX=[0.5,0.5,0.5], GRID_SIZE=13, TRAJECTORY_MODE=grid, LATERAL_SPAN=0.6, VERTICAL_SPAN=0.36, BASE_DISTANCE=1, DISTANCE_SPAN=0.18, ORBIT_RADIUS=1.3, ORBIT_RADIUS_SPAN=0, ORBIT_ANGLE_SPAN_DEG=360.0, ORBIT_START_ANGLE_DEG=0.0, ORBIT_VERTICAL_SPAN=0.0, ORIENTATION_MODE=fixed, FIXED_VIEW_DIRECTION=[0,1,0], SCAN_CENTER=[0.0,0.0,0.0], NUM_ITERATIONS=10000, HISTORY_INTERVAL=1000, MAX_SOURCES_TO_REPORT=1, MIN_SOURCE_DISTANCE=0.08, ACTIVITY_MAX_RELATIVE_DROP=0.5, PRINT_GENERATED_COUNTS_TABLE=False, UPDATE_FRAME_MAX_VOXELS=1000, GIF_FPS=1.0, AXIS_LIMITS_3D=[[-1,1],[-1,1],[-1,1]] | 1.0 | 1000.0 | 0.0 | 1.0 | 0.08 | 2026-05-04 | 5000.0 | 500.0 | 1.0 | 2026-05-04 | 10.0 | 60.0 | -60.0 | 14 | 0.2 | 15.654271899999003 | 0.18 | -0.2 | 0.2 | -0.5 | -0.5 | -0.5 | 502.4828958618891 | 1.021 | 1.0209799214480173 | 3 | 0.28716570980441797 | 0.801498596380555 | 0.88285 | 0.8911595146211313 | 0.9819989485829209
26 | assumed_background_mismatch_best_case | reconstruction_method=mlem, SEED=11, NUM_MEASUREMENTS=50, TRUE_SOURCE_SPECS=[{"position":[0.18,-0.2,0.2],"relative_strength":1.0}], NUM_CHANNELS=16, DIODE_PITCH=0.006, SEARCH_MIN=[-0.5,-0.5,-0.5], SEARCH_MAX=[0.5,0.5,0.5], GRID_SIZE=13, TRAJECTORY_MODE=grid, LATERAL_SPAN=0.6, VERTICAL_SPAN=0.36, BASE_DISTANCE=1, DISTANCE_SPAN=0.18, ORBIT_RADIUS=1.3, ORBIT_RADIUS_SPAN=0, ORBIT_ANGLE_SPAN_DEG=360.0, ORBIT_START_ANGLE_DEG=0.0, ORBIT_VERTICAL_SPAN=0.0, ORIENTATION_MODE=fixed, FIXED_VIEW_DIRECTION=[0,1,0], SCAN_CENTER=[0.0,0.0,0.0], NUM_ITERATIONS=10000, HISTORY_INTERVAL=1000, MAX_SOURCES_TO_REPORT=1, MIN_SOURCE_DISTANCE=0.08, ACTIVITY_MAX_RELATIVE_DROP=0.5, PRINT_GENERATED_COUNTS_TABLE=False, UPDATE_FRAME_MAX_VOXELS=1000, GIF_FPS=1.0, AXIS_LIMITS_3D=[[-1,1],[-1,1],[-1,1]] | 1.0 | 1000.0 | 0.0 | 1.0 | 0.08 | 2026-05-04 | 5000.0 | 700.0 | 1.0 | 2026-05-04 | 10.0 | 60.0 | -60.0 | 14 | 0.2 | 15.717062600000645 | 0.18 | -0.2 | 0.2 | -0.5 | -0.5 | -0.5 | 293.864217048568 | 1.021 | 1.0209799214480173 | 3 | 0.19177551746772148 | 0.801498596380555 | 0.88285 | 0.8921631203062877 | 0.9819989485829209
27 | assumed_background_mismatch_best_case | reconstruction_method=mlem, SEED=11, NUM_MEASUREMENTS=50, TRUE_SOURCE_SPECS=[{"position":[0.18,-0.2,0.2],"relative_strength":1.0}], NUM_CHANNELS=16, DIODE_PITCH=0.006, SEARCH_MIN=[-0.5,-0.5,-0.5], SEARCH_MAX=[0.5,0.5,0.5], GRID_SIZE=13, TRAJECTORY_MODE=grid, LATERAL_SPAN=0.6, VERTICAL_SPAN=0.36, BASE_DISTANCE=1, DISTANCE_SPAN=0.18, ORBIT_RADIUS=1.3, ORBIT_RADIUS_SPAN=0, ORBIT_ANGLE_SPAN_DEG=360.0, ORBIT_START_ANGLE_DEG=0.0, ORBIT_VERTICAL_SPAN=0.0, ORIENTATION_MODE=fixed, FIXED_VIEW_DIRECTION=[0,1,0], SCAN_CENTER=[0.0,0.0,0.0], NUM_ITERATIONS=10000, HISTORY_INTERVAL=1000, MAX_SOURCES_TO_REPORT=1, MIN_SOURCE_DISTANCE=0.08, ACTIVITY_MAX_RELATIVE_DROP=0.5, PRINT_GENERATED_COUNTS_TABLE=False, UPDATE_FRAME_MAX_VOXELS=1000, GIF_FPS=1.0, AXIS_LIMITS_3D=[[-1,1],[-1,1],[-1,1]] | 1.0 | 1000.0 | 0.0 | 1.0 | 0.08 | 2026-05-04 | 5000.0 | 900.0 | 1.0 | 2026-05-04 | 10.0 | 60.0 | -60.0 | 14 | 0.2 | 15.949999799999205 | 0.18 | -0.2 | 0.2 | -0.5 | -0.5 | -0.5 | 90.72051750647404 | 1.021 | 1.0209799214480173 | 16 | 0.3208662961683225 | 0.0489897948556636 | 0.20546 | 0.20517095125105028 | 0.4800868330930235
28 | assumed_background_mismatch_best_case | reconstruction_method=mlem, SEED=11, NUM_MEASUREMENTS=50, TRUE_SOURCE_SPECS=[{"position":[0.18,-0.2,0.2],"relative_strength":1.0}], NUM_CHANNELS=16, DIODE_PITCH=0.006, SEARCH_MIN=[-0.5,-0.5,-0.5], SEARCH_MAX=[0.5,0.5,0.5], GRID_SIZE=13, TRAJECTORY_MODE=grid, LATERAL_SPAN=0.6, VERTICAL_SPAN=0.36, BASE_DISTANCE=1, DISTANCE_SPAN=0.18, ORBIT_RADIUS=1.3, ORBIT_RADIUS_SPAN=0, ORBIT_ANGLE_SPAN_DEG=360.0, ORBIT_START_ANGLE_DEG=0.0, ORBIT_VERTICAL_SPAN=0.0, ORIENTATION_MODE=fixed, FIXED_VIEW_DIRECTION=[0,1,0], SCAN_CENTER=[0.0,0.0,0.0], NUM_ITERATIONS=10000, HISTORY_INTERVAL=1000, MAX_SOURCES_TO_REPORT=1, MIN_SOURCE_DISTANCE=0.08, ACTIVITY_MAX_RELATIVE_DROP=0.5, PRINT_GENERATED_COUNTS_TABLE=False, UPDATE_FRAME_MAX_VOXELS=1000, GIF_FPS=1.0, AXIS_LIMITS_3D=[[-1,1],[-1,1],[-1,1]] | 1.0 | 1000.0 | 0.0 | 1.0 | 0.08 | 2026-05-04 | 5000.0 | 1000.0 | 1.0 | 2026-05-04 | 10.0 | 60.0 | -60.0 | 14 | 0.2 | 15.638191899999583 | 0.18 | -0.2 | 0.2 | 0.16666666666666663 | -0.25 | 0.16666666666666663 | 144.6112425045658 | 0.061554 | 0.061553951042064646 | 12 | 0.3868610211395646 | 0.0489897948556636 | 0.098113 | 0.09351778914792803 | 0.14426509954909206
29 | assumed_background_mismatch_best_case | reconstruction_method=mlem, SEED=11, NUM_MEASUREMENTS=50, TRUE_SOURCE_SPECS=[{"position":[0.18,-0.2,0.2],"relative_strength":1.0}], NUM_CHANNELS=16, DIODE_PITCH=0.006, SEARCH_MIN=[-0.5,-0.5,-0.5], SEARCH_MAX=[0.5,0.5,0.5], GRID_SIZE=13, TRAJECTORY_MODE=grid, LATERAL_SPAN=0.6, VERTICAL_SPAN=0.36, BASE_DISTANCE=1, DISTANCE_SPAN=0.18, ORBIT_RADIUS=1.3, ORBIT_RADIUS_SPAN=0, ORBIT_ANGLE_SPAN_DEG=360.0, ORBIT_START_ANGLE_DEG=0.0, ORBIT_VERTICAL_SPAN=0.0, ORIENTATION_MODE=fixed, FIXED_VIEW_DIRECTION=[0,1,0], SCAN_CENTER=[0.0,0.0,0.0], NUM_ITERATIONS=10000, HISTORY_INTERVAL=1000, MAX_SOURCES_TO_REPORT=1, MIN_SOURCE_DISTANCE=0.08, ACTIVITY_MAX_RELATIVE_DROP=0.5, PRINT_GENERATED_COUNTS_TABLE=False, UPDATE_FRAME_MAX_VOXELS=1000, GIF_FPS=1.0, AXIS_LIMITS_3D=[[-1,1],[-1,1],[-1,1]] | 1.0 | 1000.0 | 0.0 | 1.0 | 0.08 | 2026-05-04 | 5000.0 | 1100.0 | 1.0 | 2026-05-04 | 10.0 | 60.0 | -60.0 | 14 | 0.2 | 17.257403599998725 | 0.18 | -0.2 | 0.2 | 0.16666666666666663 | -0.25 | 0.16666666666666663 | 233.056154585813 | 0.061554 | 0.061553951042064646 | 7 | 0.33037106289435636 | 0.0489897948556636 | 0.10524 | 0.10198138325243085 | 0.1654836630146782
30 | assumed_background_mismatch_best_case | reconstruction_method=mlem, SEED=11, NUM_MEASUREMENTS=50, TRUE_SOURCE_SPECS=[{"position":[0.18,-0.2,0.2],"relative_strength":1.0}], NUM_CHANNELS=16, DIODE_PITCH=0.006, SEARCH_MIN=[-0.5,-0.5,-0.5], SEARCH_MAX=[0.5,0.5,0.5], GRID_SIZE=13, TRAJECTORY_MODE=grid, LATERAL_SPAN=0.6, VERTICAL_SPAN=0.36, BASE_DISTANCE=1, DISTANCE_SPAN=0.18, ORBIT_RADIUS=1.3, ORBIT_RADIUS_SPAN=0, ORBIT_ANGLE_SPAN_DEG=360.0, ORBIT_START_ANGLE_DEG=0.0, ORBIT_VERTICAL_SPAN=0.0, ORIENTATION_MODE=fixed, FIXED_VIEW_DIRECTION=[0,1,0], SCAN_CENTER=[0.0,0.0,0.0], NUM_ITERATIONS=10000, HISTORY_INTERVAL=1000, MAX_SOURCES_TO_REPORT=1, MIN_SOURCE_DISTANCE=0.08, ACTIVITY_MAX_RELATIVE_DROP=0.5, PRINT_GENERATED_COUNTS_TABLE=False, UPDATE_FRAME_MAX_VOXELS=1000, GIF_FPS=1.0, AXIS_LIMITS_3D=[[-1,1],[-1,1],[-1,1]] | 1.0 | 1000.0 | 0.0 | 1.0 | 0.08 | 2026-05-04 | 5000.0 | 1300.0 | 1.0 | 2026-05-04 | 10.0 | 60.0 | -60.0 | 14 | 0.2 | 15.717999200000122 | 0.18 | -0.2 | 0.2 | 0.16666666666666663 | 0.5 | 0.33333333333333326 | 334.75669225495 | 0.71271 | 0.7127100080366175 | 5 | 0.2764231639151275 | 0.061553951042064646 | 0.46949 | 0.48732734774173964 | 0.7178733472252066
31 | assumed_background_mismatch_best_case | reconstruction_method=mlem, SEED=11, NUM_MEASUREMENTS=50, TRUE_SOURCE_SPECS=[{"position":[0.18,-0.2,0.2],"relative_strength":1.0}], NUM_CHANNELS=16, DIODE_PITCH=0.006, SEARCH_MIN=[-0.5,-0.5,-0.5], SEARCH_MAX=[0.5,0.5,0.5], GRID_SIZE=13, TRAJECTORY_MODE=grid, LATERAL_SPAN=0.6, VERTICAL_SPAN=0.36, BASE_DISTANCE=1, DISTANCE_SPAN=0.18, ORBIT_RADIUS=1.3, ORBIT_RADIUS_SPAN=0, ORBIT_ANGLE_SPAN_DEG=360.0, ORBIT_START_ANGLE_DEG=0.0, ORBIT_VERTICAL_SPAN=0.0, ORIENTATION_MODE=fixed, FIXED_VIEW_DIRECTION=[0,1,0], SCAN_CENTER=[0.0,0.0,0.0], NUM_ITERATIONS=10000, HISTORY_INTERVAL=1000, MAX_SOURCES_TO_REPORT=1, MIN_SOURCE_DISTANCE=0.08, ACTIVITY_MAX_RELATIVE_DROP=0.5, PRINT_GENERATED_COUNTS_TABLE=False, UPDATE_FRAME_MAX_VOXELS=1000, GIF_FPS=1.0, AXIS_LIMITS_3D=[[-1,1],[-1,1],[-1,1]] | 1.0 | 1000.0 | 0.0 | 1.0 | 0.08 | 2026-05-04 | 5000.0 | 1500.0 | 1.0 | 2026-05-04 | 10.0 | 60.0 | -60.0 | 14 | 0.2 | 15.762808400000722 | 0.18 | -0.2 | 0.2 | 0.16666666666666663 | 0.5 | 0.33333333333333326 | 884.1555284505554 | 0.71271 | 0.7127100080366175 | 3 | 0.3792770661484925 | 0.7019100923749264 | 0.71124 | 0.7113523720535904 | 0.7178316870895353
32 | assumed_background_mismatch_best_case | reconstruction_method=mlem, SEED=11, NUM_MEASUREMENTS=50, TRUE_SOURCE_SPECS=[{"position":[0.18,-0.2,0.2],"relative_strength":1.0}], NUM_CHANNELS=16, DIODE_PITCH=0.006, SEARCH_MIN=[-0.5,-0.5,-0.5], SEARCH_MAX=[0.5,0.5,0.5], GRID_SIZE=13, TRAJECTORY_MODE=grid, LATERAL_SPAN=0.6, VERTICAL_SPAN=0.36, BASE_DISTANCE=1, DISTANCE_SPAN=0.18, ORBIT_RADIUS=1.3, ORBIT_RADIUS_SPAN=0, ORBIT_ANGLE_SPAN_DEG=360.0, ORBIT_START_ANGLE_DEG=0.0, ORBIT_VERTICAL_SPAN=0.0, ORIENTATION_MODE=fixed, FIXED_VIEW_DIRECTION=[0,1,0], SCAN_CENTER=[0.0,0.0,0.0], NUM_ITERATIONS=10000, HISTORY_INTERVAL=1000, MAX_SOURCES_TO_REPORT=1, MIN_SOURCE_DISTANCE=0.08, ACTIVITY_MAX_RELATIVE_DROP=0.5, PRINT_GENERATED_COUNTS_TABLE=False, UPDATE_FRAME_MAX_VOXELS=1000, GIF_FPS=1.0, AXIS_LIMITS_3D=[[-1,1],[-1,1],[-1,1]] | 1.0 | 1000.0 | 0.0 | 1.0 | 0.08 | 2026-05-04 | 5000.0 | 2000.0 | 1.0 | 2026-05-04 | 10.0 | 60.0 | -60.0 | 14 | 0.2 | 20.88311369999974 | 0.18 | -0.2 | 0.2 | 0.08333333333333326 | 0.5 | 0.25 | 3110.9516402641284 | 0.70841 | 0.7084097997941899 | 1 | 0.6746365855536558 | 0.7084097997941899 | 0.70841 | 0.7084097997941899 | 0.7084097997941899
33 | assumed_background_mismatch_best_case | reconstruction_method=mlem, SEED=11, NUM_MEASUREMENTS=50, TRUE_SOURCE_SPECS=[{"position":[0.18,-0.2,0.2],"relative_strength":1.0}], NUM_CHANNELS=16, DIODE_PITCH=0.006, SEARCH_MIN=[-0.5,-0.5,-0.5], SEARCH_MAX=[0.5,0.5,0.5], GRID_SIZE=13, TRAJECTORY_MODE=grid, LATERAL_SPAN=0.6, VERTICAL_SPAN=0.36, BASE_DISTANCE=1, DISTANCE_SPAN=0.18, ORBIT_RADIUS=1.3, ORBIT_RADIUS_SPAN=0, ORBIT_ANGLE_SPAN_DEG=360.0, ORBIT_START_ANGLE_DEG=0.0, ORBIT_VERTICAL_SPAN=0.0, ORIENTATION_MODE=fixed, FIXED_VIEW_DIRECTION=[0,1,0], SCAN_CENTER=[0.0,0.0,0.0], NUM_ITERATIONS=10000, HISTORY_INTERVAL=1000, MAX_SOURCES_TO_REPORT=1, MIN_SOURCE_DISTANCE=0.08, ACTIVITY_MAX_RELATIVE_DROP=0.5, PRINT_GENERATED_COUNTS_TABLE=False, UPDATE_FRAME_MAX_VOXELS=1000, GIF_FPS=1.0, AXIS_LIMITS_3D=[[-1,1],[-1,1],[-1,1]] | 1.0 | 1000.0 | 0.0 | 1.0 | 0.08 | 2026-05-04 | 5000.0 | 500.0 | 1.0 | 2026-05-04 | 10.0 | 60.0 | -60.0 | 15 | 0.2 | 15.201947800000198 | 0.18 | -0.2 | 0.2 | 0.5 | -0.5 | -0.5 | 610.3866840633033 | 0.82608 | 0.8260750571225353 | 3 | 0.36050173724696716 | 0.801498596380555 | 0.88285 | 0.8766430735648726 | 0.9819989485829209
34 | assumed_background_mismatch_best_case | reconstruction_method=mlem, SEED=11, NUM_MEASUREMENTS=50, TRUE_SOURCE_SPECS=[{"position":[0.18,-0.2,0.2],"relative_strength":1.0}], NUM_CHANNELS=16, DIODE_PITCH=0.006, SEARCH_MIN=[-0.5,-0.5,-0.5], SEARCH_MAX=[0.5,0.5,0.5], GRID_SIZE=13, TRAJECTORY_MODE=grid, LATERAL_SPAN=0.6, VERTICAL_SPAN=0.36, BASE_DISTANCE=1, DISTANCE_SPAN=0.18, ORBIT_RADIUS=1.3, ORBIT_RADIUS_SPAN=0, ORBIT_ANGLE_SPAN_DEG=360.0, ORBIT_START_ANGLE_DEG=0.0, ORBIT_VERTICAL_SPAN=0.0, ORIENTATION_MODE=fixed, FIXED_VIEW_DIRECTION=[0,1,0], SCAN_CENTER=[0.0,0.0,0.0], NUM_ITERATIONS=10000, HISTORY_INTERVAL=1000, MAX_SOURCES_TO_REPORT=1, MIN_SOURCE_DISTANCE=0.08, ACTIVITY_MAX_RELATIVE_DROP=0.5, PRINT_GENERATED_COUNTS_TABLE=False, UPDATE_FRAME_MAX_VOXELS=1000, GIF_FPS=1.0, AXIS_LIMITS_3D=[[-1,1],[-1,1],[-1,1]] | 1.0 | 1000.0 | 0.0 | 1.0 | 0.08 | 2026-05-04 | 5000.0 | 700.0 | 1.0 | 2026-05-04 | 10.0 | 60.0 | -60.0 | 15 | 0.2 | 16.014601500000936 | 0.18 | -0.2 | 0.2 | 0.5 | -0.5 | -0.5 | 346.035058188252 | 0.82608 | 0.8260750571225353 | 3 | 0.24262390744208626 | 0.801498596380555 | 0.88285 | 0.8807998981699893 | 0.9819989485829209
35 | assumed_background_mismatch_best_case | reconstruction_method=mlem, SEED=11, NUM_MEASUREMENTS=50, TRUE_SOURCE_SPECS=[{"position":[0.18,-0.2,0.2],"relative_strength":1.0}], NUM_CHANNELS=16, DIODE_PITCH=0.006, SEARCH_MIN=[-0.5,-0.5,-0.5], SEARCH_MAX=[0.5,0.5,0.5], GRID_SIZE=13, TRAJECTORY_MODE=grid, LATERAL_SPAN=0.6, VERTICAL_SPAN=0.36, BASE_DISTANCE=1, DISTANCE_SPAN=0.18, ORBIT_RADIUS=1.3, ORBIT_RADIUS_SPAN=0, ORBIT_ANGLE_SPAN_DEG=360.0, ORBIT_START_ANGLE_DEG=0.0, ORBIT_VERTICAL_SPAN=0.0, ORIENTATION_MODE=fixed, FIXED_VIEW_DIRECTION=[0,1,0], SCAN_CENTER=[0.0,0.0,0.0], NUM_ITERATIONS=10000, HISTORY_INTERVAL=1000, MAX_SOURCES_TO_REPORT=1, MIN_SOURCE_DISTANCE=0.08, ACTIVITY_MAX_RELATIVE_DROP=0.5, PRINT_GENERATED_COUNTS_TABLE=False, UPDATE_FRAME_MAX_VOXELS=1000, GIF_FPS=1.0, AXIS_LIMITS_3D=[[-1,1],[-1,1],[-1,1]] | 1.0 | 1000.0 | 0.0 | 1.0 | 0.08 | 2026-05-04 | 5000.0 | 900.0 | 1.0 | 2026-05-04 | 10.0 | 60.0 | -60.0 | 15 | 0.2 | 15.929637100000036 | 0.18 | -0.2 | 0.2 | 0.16666666666666663 | -0.25 | 0.25 | 92.34750692745611 | 0.071957 | 0.071956777149743 | 10 | 0.2500244223469206 | 0.06155395104206462 | 0.29089 | 0.29761034405773923 | 0.8455655435550834
36 | assumed_background_mismatch_best_case | reconstruction_method=mlem, SEED=11, NUM_MEASUREMENTS=50, TRUE_SOURCE_SPECS=[{"position":[0.18,-0.2,0.2],"relative_strength":1.0}], NUM_CHANNELS=16, DIODE_PITCH=0.006, SEARCH_MIN=[-0.5,-0.5,-0.5], SEARCH_MAX=[0.5,0.5,0.5], GRID_SIZE=13, TRAJECTORY_MODE=grid, LATERAL_SPAN=0.6, VERTICAL_SPAN=0.36, BASE_DISTANCE=1, DISTANCE_SPAN=0.18, ORBIT_RADIUS=1.3, ORBIT_RADIUS_SPAN=0, ORBIT_ANGLE_SPAN_DEG=360.0, ORBIT_START_ANGLE_DEG=0.0, ORBIT_VERTICAL_SPAN=0.0, ORIENTATION_MODE=fixed, FIXED_VIEW_DIRECTION=[0,1,0], SCAN_CENTER=[0.0,0.0,0.0], NUM_ITERATIONS=10000, HISTORY_INTERVAL=1000, MAX_SOURCES_TO_REPORT=1, MIN_SOURCE_DISTANCE=0.08, ACTIVITY_MAX_RELATIVE_DROP=0.5, PRINT_GENERATED_COUNTS_TABLE=False, UPDATE_FRAME_MAX_VOXELS=1000, GIF_FPS=1.0, AXIS_LIMITS_3D=[[-1,1],[-1,1],[-1,1]] | 1.0 | 1000.0 | 0.0 | 1.0 | 0.08 | 2026-05-04 | 5000.0 | 1000.0 | 1.0 | 2026-05-04 | 10.0 | 60.0 | -60.0 | 15 | 0.2 | 15.821244900000238 | 0.18 | -0.2 | 0.2 | 0.16666666666666663 | -0.25 | 0.16666666666666663 | 124.55582103260637 | 0.061554 | 0.061553951042064646 | 9 | 0.33329938987245256 | 0.0489897948556636 | 0.090593 | 0.08600492083781736 | 0.12971876540468608
37 | assumed_background_mismatch_best_case | reconstruction_method=mlem, SEED=11, NUM_MEASUREMENTS=50, TRUE_SOURCE_SPECS=[{"position":[0.18,-0.2,0.2],"relative_strength":1.0}], NUM_CHANNELS=16, DIODE_PITCH=0.006, SEARCH_MIN=[-0.5,-0.5,-0.5], SEARCH_MAX=[0.5,0.5,0.5], GRID_SIZE=13, TRAJECTORY_MODE=grid, LATERAL_SPAN=0.6, VERTICAL_SPAN=0.36, BASE_DISTANCE=1, DISTANCE_SPAN=0.18, ORBIT_RADIUS=1.3, ORBIT_RADIUS_SPAN=0, ORBIT_ANGLE_SPAN_DEG=360.0, ORBIT_START_ANGLE_DEG=0.0, ORBIT_VERTICAL_SPAN=0.0, ORIENTATION_MODE=fixed, FIXED_VIEW_DIRECTION=[0,1,0], SCAN_CENTER=[0.0,0.0,0.0], NUM_ITERATIONS=10000, HISTORY_INTERVAL=1000, MAX_SOURCES_TO_REPORT=1, MIN_SOURCE_DISTANCE=0.08, ACTIVITY_MAX_RELATIVE_DROP=0.5, PRINT_GENERATED_COUNTS_TABLE=False, UPDATE_FRAME_MAX_VOXELS=1000, GIF_FPS=1.0, AXIS_LIMITS_3D=[[-1,1],[-1,1],[-1,1]] | 1.0 | 1000.0 | 0.0 | 1.0 | 0.08 | 2026-05-04 | 5000.0 | 1100.0 | 1.0 | 2026-05-04 | 10.0 | 60.0 | -60.0 | 15 | 0.2 | 15.325065200000608 | 0.18 | -0.2 | 0.2 | 0.16666666666666663 | -0.25 | 0.16666666666666663 | 312.87899787721943 | 0.061554 | 0.061553951042064646 | 5 | 0.4303720135257338 | 0.0489897948556636 | 0.087562 | 0.0854959802010176 | 0.13390043329303633
38 | assumed_background_mismatch_best_case | reconstruction_method=mlem, SEED=11, NUM_MEASUREMENTS=50, TRUE_SOURCE_SPECS=[{"position":[0.18,-0.2,0.2],"relative_strength":1.0}], NUM_CHANNELS=16, DIODE_PITCH=0.006, SEARCH_MIN=[-0.5,-0.5,-0.5], SEARCH_MAX=[0.5,0.5,0.5], GRID_SIZE=13, TRAJECTORY_MODE=grid, LATERAL_SPAN=0.6, VERTICAL_SPAN=0.36, BASE_DISTANCE=1, DISTANCE_SPAN=0.18, ORBIT_RADIUS=1.3, ORBIT_RADIUS_SPAN=0, ORBIT_ANGLE_SPAN_DEG=360.0, ORBIT_START_ANGLE_DEG=0.0, ORBIT_VERTICAL_SPAN=0.0, ORIENTATION_MODE=fixed, FIXED_VIEW_DIRECTION=[0,1,0], SCAN_CENTER=[0.0,0.0,0.0], NUM_ITERATIONS=10000, HISTORY_INTERVAL=1000, MAX_SOURCES_TO_REPORT=1, MIN_SOURCE_DISTANCE=0.08, ACTIVITY_MAX_RELATIVE_DROP=0.5, PRINT_GENERATED_COUNTS_TABLE=False, UPDATE_FRAME_MAX_VOXELS=1000, GIF_FPS=1.0, AXIS_LIMITS_3D=[[-1,1],[-1,1],[-1,1]] | 1.0 | 1000.0 | 0.0 | 1.0 | 0.08 | 2026-05-04 | 5000.0 | 1300.0 | 1.0 | 2026-05-04 | 10.0 | 60.0 | -60.0 | 15 | 0.2 | 15.84941549999894 | 0.18 | -0.2 | 0.2 | 0.16666666666666663 | -0.25 | 0.16666666666666663 | 444.3270812546387 | 0.061554 | 0.061553951042064646 | 3 | 0.3348489987130511 | 0.061553951042064646 | 0.30625 | 0.24909676599673905 | 0.6029061057184891
39 | assumed_background_mismatch_best_case | reconstruction_method=mlem, SEED=11, NUM_MEASUREMENTS=50, TRUE_SOURCE_SPECS=[{"position":[0.18,-0.2,0.2],"relative_strength":1.0}], NUM_CHANNELS=16, DIODE_PITCH=0.006, SEARCH_MIN=[-0.5,-0.5,-0.5], SEARCH_MAX=[0.5,0.5,0.5], GRID_SIZE=13, TRAJECTORY_MODE=grid, LATERAL_SPAN=0.6, VERTICAL_SPAN=0.36, BASE_DISTANCE=1, DISTANCE_SPAN=0.18, ORBIT_RADIUS=1.3, ORBIT_RADIUS_SPAN=0, ORBIT_ANGLE_SPAN_DEG=360.0, ORBIT_START_ANGLE_DEG=0.0, ORBIT_VERTICAL_SPAN=0.0, ORIENTATION_MODE=fixed, FIXED_VIEW_DIRECTION=[0,1,0], SCAN_CENTER=[0.0,0.0,0.0], NUM_ITERATIONS=10000, HISTORY_INTERVAL=1000, MAX_SOURCES_TO_REPORT=1, MIN_SOURCE_DISTANCE=0.08, ACTIVITY_MAX_RELATIVE_DROP=0.5, PRINT_GENERATED_COUNTS_TABLE=False, UPDATE_FRAME_MAX_VOXELS=1000, GIF_FPS=1.0, AXIS_LIMITS_3D=[[-1,1],[-1,1],[-1,1]] | 1.0 | 1000.0 | 0.0 | 1.0 | 0.08 | 2026-05-04 | 5000.0 | 1500.0 | 1.0 | 2026-05-04 | 10.0 | 60.0 | -60.0 | 15 | 0.2 | 17.839834800000972 | 0.18 | -0.2 | 0.2 | 0.08333333333333326 | 0.5 | 0.33333333333333326 | 632.897130491642 | 0.71911 | 0.7191121068527647 | 3 | 0.41845840754123065 | 0.061553951042064646 | 0.49636 | 0.5619736444495251 | 0.7169716454410497
40 | assumed_background_mismatch_best_case | reconstruction_method=mlem, SEED=11, NUM_MEASUREMENTS=50, TRUE_SOURCE_SPECS=[{"position":[0.18,-0.2,0.2],"relative_strength":1.0}], NUM_CHANNELS=16, DIODE_PITCH=0.006, SEARCH_MIN=[-0.5,-0.5,-0.5], SEARCH_MAX=[0.5,0.5,0.5], GRID_SIZE=13, TRAJECTORY_MODE=grid, LATERAL_SPAN=0.6, VERTICAL_SPAN=0.36, BASE_DISTANCE=1, DISTANCE_SPAN=0.18, ORBIT_RADIUS=1.3, ORBIT_RADIUS_SPAN=0, ORBIT_ANGLE_SPAN_DEG=360.0, ORBIT_START_ANGLE_DEG=0.0, ORBIT_VERTICAL_SPAN=0.0, ORIENTATION_MODE=fixed, FIXED_VIEW_DIRECTION=[0,1,0], SCAN_CENTER=[0.0,0.0,0.0], NUM_ITERATIONS=10000, HISTORY_INTERVAL=1000, MAX_SOURCES_TO_REPORT=1, MIN_SOURCE_DISTANCE=0.08, ACTIVITY_MAX_RELATIVE_DROP=0.5, PRINT_GENERATED_COUNTS_TABLE=False, UPDATE_FRAME_MAX_VOXELS=1000, GIF_FPS=1.0, AXIS_LIMITS_3D=[[-1,1],[-1,1],[-1,1]] | 1.0 | 1000.0 | 0.0 | 1.0 | 0.08 | 2026-05-04 | 5000.0 | 2000.0 | 1.0 | 2026-05-04 | 10.0 | 60.0 | -60.0 | 15 | 0.2 | 24.113281599999027 | 0.18 | -0.2 | 0.2 | 0.08333333333333326 | 0.5 | 0.25 | 1434.5393790879214 | 0.70841 | 0.7084097997941899 | 2 | 0.9335678261722019 | 0.7084097997941899 | 0.71645 | 0.7157322184746094 | 0.7228908246998974

## Sheet2
Row Labels | Average of estimated_peak_error_m | Average of activity_distance_mean_m
0.2 | 0.059041 | 0.099836
0.5 | 0.082568 | 0.11328
1.0 | 0.25282 | 0.26549
2.0 | 0.46767 | 0.39077
5.0 | 0.63593 | 0.57768
Grand Total | 0.2996 | 0.28941

## ratio_table_best_angles
case_index | sweep_group | fixed_overrides | MEASUREMENT_DURATION_SECONDS | BACKGROUND_MEAN_PER_SECOND | BACKGROUND_CHANNEL_STD_PER_SECOND | CHANNEL_SCALE_MEAN | CHANNEL_SCALE_STD | GENERATION_K | PEAK_TOTAL_SOURCE_SIGNAL_PER_SECOND | ASSUMED_BACKGROUND_MEAN_PER_SECOND | ASSUMED_CHANNEL_SCALE | ASSUMED_K | ANGULAR_JITTER_DEG | FIXED_SWEEP_Z_DEG | FIXED_SWEEP_X_DEG | SEED | background_source_ratio | elapsed_seconds | true_source_x | true_source_y | true_source_z | estimated_peak_x | estimated_peak_y | estimated_peak_z | estimated_peak_activity | estimated_peak_error_m | estimated_total_error_m | selected_voxel_count | selected_activity_fraction | activity_distance_min_m | activity_distance_mean_m | activity_distance_weighted_mean_m | activity_distance_p90_m
1 | ratio_table_best_angles | reconstruction_method=mlem, SEED=11, NUM_MEASUREMENTS=50, TRUE_SOURCE_SPECS=[{"position":[0.18,-0.2,0.2],"relative_strength":1.0}], NUM_CHANNELS=16, DIODE_PITCH=0.006, SEARCH_MIN=[-0.5,-0.5,-0.5], SEARCH_MAX=[0.5,0.5,0.5], GRID_SIZE=13, TRAJECTORY_MODE=grid, LATERAL_SPAN=0.6, VERTICAL_SPAN=0.36, BASE_DISTANCE=1, DISTANCE_SPAN=0.18, ORBIT_RADIUS=1.3, ORBIT_RADIUS_SPAN=0, ORBIT_ANGLE_SPAN_DEG=360.0, ORBIT_START_ANGLE_DEG=0.0, ORBIT_VERTICAL_SPAN=0.0, ORIENTATION_MODE=fixed, FIXED_VIEW_DIRECTION=[0,1,0], SCAN_CENTER=[0.0,0.0,0.0], NUM_ITERATIONS=10000, HISTORY_INTERVAL=1000, MAX_SOURCES_TO_REPORT=1, MIN_SOURCE_DISTANCE=0.08, ACTIVITY_MAX_RELATIVE_DROP=0.5, PRINT_GENERATED_COUNTS_TABLE=False, UPDATE_FRAME_MAX_VOXELS=1000, GIF_FPS=1.0, AXIS_LIMITS_3D=[[-1,1],[-1,1],[-1,1]] | 1.0 | 1000.0 | 100.0 | 1.0 | 0.08 | 2026-05-04 | 5000.0 | 1000.0 | 1.0 | 2026-05-04 | 20.0 | 60.0 | -60.0 | 11 | 0.2 | 15.162608300000102 | 0.18 | -0.2 | 0.2 | 0.16666666666666663 | -0.25 | 0.16666666666666663 | 167.4278009099067 | 0.061554 | 0.061553951042064646 | 11 | 0.36495699475075655 | 0.0489897948556636 | 0.093855 | 0.08834416738258577 | 0.13808210118138659
2 | ratio_table_best_angles | reconstruction_method=mlem, SEED=11, NUM_MEASUREMENTS=50, TRUE_SOURCE_SPECS=[{"position":[0.18,-0.2,0.2],"relative_strength":1.0}], NUM_CHANNELS=16, DIODE_PITCH=0.006, SEARCH_MIN=[-0.5,-0.5,-0.5], SEARCH_MAX=[0.5,0.5,0.5], GRID_SIZE=13, TRAJECTORY_MODE=grid, LATERAL_SPAN=0.6, VERTICAL_SPAN=0.36, BASE_DISTANCE=1, DISTANCE_SPAN=0.18, ORBIT_RADIUS=1.3, ORBIT_RADIUS_SPAN=0, ORBIT_ANGLE_SPAN_DEG=360.0, ORBIT_START_ANGLE_DEG=0.0, ORBIT_VERTICAL_SPAN=0.0, ORIENTATION_MODE=fixed, FIXED_VIEW_DIRECTION=[0,1,0], SCAN_CENTER=[0.0,0.0,0.0], NUM_ITERATIONS=10000, HISTORY_INTERVAL=1000, MAX_SOURCES_TO_REPORT=1, MIN_SOURCE_DISTANCE=0.08, ACTIVITY_MAX_RELATIVE_DROP=0.5, PRINT_GENERATED_COUNTS_TABLE=False, UPDATE_FRAME_MAX_VOXELS=1000, GIF_FPS=1.0, AXIS_LIMITS_3D=[[-1,1],[-1,1],[-1,1]] | 1.0 | 1000.0 | 100.0 | 1.0 | 0.08 | 2026-05-04 | 5000.0 | 1000.0 | 1.0 | 2026-05-04 | 20.0 | 60.0 | -60.0 | 12 | 0.2 | 14.554200999999921 | 0.18 | -0.2 | 0.2 | 0.16666666666666663 | -0.16666666666666669 | 0.16666666666666663 | 157.1140942633884 | 0.04899 | 0.0489897948556636 | 12 | 0.3505999584762248 | 0.0489897948556636 | 0.10304 | 0.09546517989651226 | 0.14272856197718342
3 | ratio_table_best_angles | reconstruction_method=mlem, SEED=11, NUM_MEASUREMENTS=50, TRUE_SOURCE_SPECS=[{"position":[0.18,-0.2,0.2],"relative_strength":1.0}], NUM_CHANNELS=16, DIODE_PITCH=0.006, SEARCH_MIN=[-0.5,-0.5,-0.5], SEARCH_MAX=[0.5,0.5,0.5], GRID_SIZE=13, TRAJECTORY_MODE=grid, LATERAL_SPAN=0.6, VERTICAL_SPAN=0.36, BASE_DISTANCE=1, DISTANCE_SPAN=0.18, ORBIT_RADIUS=1.3, ORBIT_RADIUS_SPAN=0, ORBIT_ANGLE_SPAN_DEG=360.0, ORBIT_START_ANGLE_DEG=0.0, ORBIT_VERTICAL_SPAN=0.0, ORIENTATION_MODE=fixed, FIXED_VIEW_DIRECTION=[0,1,0], SCAN_CENTER=[0.0,0.0,0.0], NUM_ITERATIONS=10000, HISTORY_INTERVAL=1000, MAX_SOURCES_TO_REPORT=1, MIN_SOURCE_DISTANCE=0.08, ACTIVITY_MAX_RELATIVE_DROP=0.5, PRINT_GENERATED_COUNTS_TABLE=False, UPDATE_FRAME_MAX_VOXELS=1000, GIF_FPS=1.0, AXIS_LIMITS_3D=[[-1,1],[-1,1],[-1,1]] | 1.0 | 1000.0 | 100.0 | 1.0 | 0.08 | 2026-05-04 | 5000.0 | 1000.0 | 1.0 | 2026-05-04 | 20.0 | 60.0 | -60.0 | 13 | 0.2 | 17.25031670000044 | 0.18 | -0.2 | 0.2 | 0.16666666666666663 | -0.25 | 0.16666666666666663 | 79.89080418860271 | 0.061554 | 0.061553951042064646 | 13 | 0.31072814068392784 | 0.0489897948556636 | 0.10157 | 0.09707417772016849 | 0.14456626343141404
4 | ratio_table_best_angles | reconstruction_method=mlem, SEED=11, NUM_MEASUREMENTS=50, TRUE_SOURCE_SPECS=[{"position":[0.18,-0.2,0.2],"relative_strength":1.0}], NUM_CHANNELS=16, DIODE_PITCH=0.006, SEARCH_MIN=[-0.5,-0.5,-0.5], SEARCH_MAX=[0.5,0.5,0.5], GRID_SIZE=13, TRAJECTORY_MODE=grid, LATERAL_SPAN=0.6, VERTICAL_SPAN=0.36, BASE_DISTANCE=1, DISTANCE_SPAN=0.18, ORBIT_RADIUS=1.3, ORBIT_RADIUS_SPAN=0, ORBIT_ANGLE_SPAN_DEG=360.0, ORBIT_START_ANGLE_DEG=0.0, ORBIT_VERTICAL_SPAN=0.0, ORIENTATION_MODE=fixed, FIXED_VIEW_DIRECTION=[0,1,0], SCAN_CENTER=[0.0,0.0,0.0], NUM_ITERATIONS=10000, HISTORY_INTERVAL=1000, MAX_SOURCES_TO_REPORT=1, MIN_SOURCE_DISTANCE=0.08, ACTIVITY_MAX_RELATIVE_DROP=0.5, PRINT_GENERATED_COUNTS_TABLE=False, UPDATE_FRAME_MAX_VOXELS=1000, GIF_FPS=1.0, AXIS_LIMITS_3D=[[-1,1],[-1,1],[-1,1]] | 1.0 | 1000.0 | 100.0 | 1.0 | 0.08 | 2026-05-04 | 5000.0 | 1000.0 | 1.0 | 2026-05-04 | 20.0 | 60.0 | -60.0 | 14 | 0.2 | 48.2703061000002 | 0.18 | -0.2 | 0.2 | 0.16666666666666663 | -0.25 | 0.16666666666666663 | 164.4451485787958 | 0.061554 | 0.061553951042064646 | 12 | 0.4306129866241179 | 0.0489897948556636 | 0.097952 | 0.09318340068299084 | 0.1425288378356883
5 | ratio_table_best_angles | reconstruction_method=mlem, SEED=11, NUM_MEASUREMENTS=50, TRUE_SOURCE_SPECS=[{"position":[0.18,-0.2,0.2],"relative_strength":1.0}], NUM_CHANNELS=16, DIODE_PITCH=0.006, SEARCH_MIN=[-0.5,-0.5,-0.5], SEARCH_MAX=[0.5,0.5,0.5], GRID_SIZE=13, TRAJECTORY_MODE=grid, LATERAL_SPAN=0.6, VERTICAL_SPAN=0.36, BASE_DISTANCE=1, DISTANCE_SPAN=0.18, ORBIT_RADIUS=1.3, ORBIT_RADIUS_SPAN=0, ORBIT_ANGLE_SPAN_DEG=360.0, ORBIT_START_ANGLE_DEG=0.0, ORBIT_VERTICAL_SPAN=0.0, ORIENTATION_MODE=fixed, FIXED_VIEW_DIRECTION=[0,1,0], SCAN_CENTER=[0.0,0.0,0.0], NUM_ITERATIONS=10000, HISTORY_INTERVAL=1000, MAX_SOURCES_TO_REPORT=1, MIN_SOURCE_DISTANCE=0.08, ACTIVITY_MAX_RELATIVE_DROP=0.5, PRINT_GENERATED_COUNTS_TABLE=False, UPDATE_FRAME_MAX_VOXELS=1000, GIF_FPS=1.0, AXIS_LIMITS_3D=[[-1,1],[-1,1],[-1,1]] | 1.0 | 1000.0 | 100.0 | 1.0 | 0.08 | 2026-05-04 | 5000.0 | 1000.0 | 1.0 | 2026-05-04 | 20.0 | 60.0 | -60.0 | 15 | 0.2 | 51.70693469999969 | 0.18 | -0.2 | 0.2 | 0.16666666666666663 | -0.25 | 0.16666666666666663 | 89.20737301178077 | 0.061554 | 0.061553951042064646 | 14 | 0.36188185756110797 | 0.0489897948556636 | 0.10276 | 0.09944581214838086 | 0.14437334546325808
6 | ratio_table_best_angles | reconstruction_method=mlem, SEED=11, NUM_MEASUREMENTS=50, TRUE_SOURCE_SPECS=[{"position":[0.18,-0.2,0.2],"relative_strength":1.0}], NUM_CHANNELS=16, DIODE_PITCH=0.006, SEARCH_MIN=[-0.5,-0.5,-0.5], SEARCH_MAX=[0.5,0.5,0.5], GRID_SIZE=13, TRAJECTORY_MODE=grid, LATERAL_SPAN=0.6, VERTICAL_SPAN=0.36, BASE_DISTANCE=1, DISTANCE_SPAN=0.18, ORBIT_RADIUS=1.3, ORBIT_RADIUS_SPAN=0, ORBIT_ANGLE_SPAN_DEG=360.0, ORBIT_START_ANGLE_DEG=0.0, ORBIT_VERTICAL_SPAN=0.0, ORIENTATION_MODE=fixed, FIXED_VIEW_DIRECTION=[0,1,0], SCAN_CENTER=[0.0,0.0,0.0], NUM_ITERATIONS=10000, HISTORY_INTERVAL=1000, MAX_SOURCES_TO_REPORT=1, MIN_SOURCE_DISTANCE=0.08, ACTIVITY_MAX_RELATIVE_DROP=0.5, PRINT_GENERATED_COUNTS_TABLE=False, UPDATE_FRAME_MAX_VOXELS=1000, GIF_FPS=1.0, AXIS_LIMITS_3D=[[-1,1],[-1,1],[-1,1]] | 1.0 | 1000.0 | 100.0 | 1.0 | 0.08 | 2026-05-04 | 2000.0 | 1000.0 | 1.0 | 2026-05-04 | 20.0 | 60.0 | -60.0 | 11 | 0.5 | 31.999904600000264 | 0.18 | -0.2 | 0.2 | 0.16666666666666663 | -0.25 | 0.16666666666666663 | 44.34778714834936 | 0.061554 | 0.061553951042064646 | 18 | 0.36626565213622325 | 0.0489897948556636 | 0.10722 | 0.10108443163427257 | 0.1436016735906342
7 | ratio_table_best_angles | reconstruction_method=mlem, SEED=11, NUM_MEASUREMENTS=50, TRUE_SOURCE_SPECS=[{"position":[0.18,-0.2,0.2],"relative_strength":1.0}], NUM_CHANNELS=16, DIODE_PITCH=0.006, SEARCH_MIN=[-0.5,-0.5,-0.5], SEARCH_MAX=[0.5,0.5,0.5], GRID_SIZE=13, TRAJECTORY_MODE=grid, LATERAL_SPAN=0.6, VERTICAL_SPAN=0.36, BASE_DISTANCE=1, DISTANCE_SPAN=0.18, ORBIT_RADIUS=1.3, ORBIT_RADIUS_SPAN=0, ORBIT_ANGLE_SPAN_DEG=360.0, ORBIT_START_ANGLE_DEG=0.0, ORBIT_VERTICAL_SPAN=0.0, ORIENTATION_MODE=fixed, FIXED_VIEW_DIRECTION=[0,1,0], SCAN_CENTER=[0.0,0.0,0.0], NUM_ITERATIONS=10000, HISTORY_INTERVAL=1000, MAX_SOURCES_TO_REPORT=1, MIN_SOURCE_DISTANCE=0.08, ACTIVITY_MAX_RELATIVE_DROP=0.5, PRINT_GENERATED_COUNTS_TABLE=False, UPDATE_FRAME_MAX_VOXELS=1000, GIF_FPS=1.0, AXIS_LIMITS_3D=[[-1,1],[-1,1],[-1,1]] | 1.0 | 1000.0 | 100.0 | 1.0 | 0.08 | 2026-05-04 | 2000.0 | 1000.0 | 1.0 | 2026-05-04 | 20.0 | 60.0 | -60.0 | 12 | 0.5 | 15.645265000000109 | 0.18 | -0.2 | 0.2 | 0.16666666666666663 | -0.16666666666666669 | 0.16666666666666663 | 41.80591204647004 | 0.04899 | 0.0489897948556636 | 20 | 0.3449961423211966 | 0.0489897948556636 | 0.11465 | 0.10792926442022903 | 0.15077655696979103
8 | ratio_table_best_angles | reconstruction_method=mlem, SEED=11, NUM_MEASUREMENTS=50, TRUE_SOURCE_SPECS=[{"position":[0.18,-0.2,0.2],"relative_strength":1.0}], NUM_CHANNELS=16, DIODE_PITCH=0.006, SEARCH_MIN=[-0.5,-0.5,-0.5], SEARCH_MAX=[0.5,0.5,0.5], GRID_SIZE=13, TRAJECTORY_MODE=grid, LATERAL_SPAN=0.6, VERTICAL_SPAN=0.36, BASE_DISTANCE=1, DISTANCE_SPAN=0.18, ORBIT_RADIUS=1.3, ORBIT_RADIUS_SPAN=0, ORBIT_ANGLE_SPAN_DEG=360.0, ORBIT_START_ANGLE_DEG=0.0, ORBIT_VERTICAL_SPAN=0.0, ORIENTATION_MODE=fixed, FIXED_VIEW_DIRECTION=[0,1,0], SCAN_CENTER=[0.0,0.0,0.0], NUM_ITERATIONS=10000, HISTORY_INTERVAL=1000, MAX_SOURCES_TO_REPORT=1, MIN_SOURCE_DISTANCE=0.08, ACTIVITY_MAX_RELATIVE_DROP=0.5, PRINT_GENERATED_COUNTS_TABLE=False, UPDATE_FRAME_MAX_VOXELS=1000, GIF_FPS=1.0, AXIS_LIMITS_3D=[[-1,1],[-1,1],[-1,1]] | 1.0 | 1000.0 | 100.0 | 1.0 | 0.08 | 2026-05-04 | 2000.0 | 1000.0 | 1.0 | 2026-05-04 | 20.0 | 60.0 | -60.0 | 13 | 0.5 | 17.58156489999965 | 0.18 | -0.2 | 0.2 | 0.16666666666666663 | -0.25 | 0.25 | 19.61248439359256 | 0.071957 | 0.071956777149743 | 21 | 0.27764215132865006 | 0.0489897948556636 | 0.12272 | 0.11649825597128333 | 0.16802777548171421
9 | ratio_table_best_angles | reconstruction_method=mlem, SEED=11, NUM_MEASUREMENTS=50, TRUE_SOURCE_SPECS=[{"position":[0.18,-0.2,0.2],"relative_strength":1.0}], NUM_CHANNELS=16, DIODE_PITCH=0.006, SEARCH_MIN=[-0.5,-0.5,-0.5], SEARCH_MAX=[0.5,0.5,0.5], GRID_SIZE=13, TRAJECTORY_MODE=grid, LATERAL_SPAN=0.6, VERTICAL_SPAN=0.36, BASE_DISTANCE=1, DISTANCE_SPAN=0.18, ORBIT_RADIUS=1.3, ORBIT_RADIUS_SPAN=0, ORBIT_ANGLE_SPAN_DEG=360.0, ORBIT_START_ANGLE_DEG=0.0, ORBIT_VERTICAL_SPAN=0.0, ORIENTATION_MODE=fixed, FIXED_VIEW_DIRECTION=[0,1,0], SCAN_CENTER=[0.0,0.0,0.0], NUM_ITERATIONS=10000, HISTORY_INTERVAL=1000, MAX_SOURCES_TO_REPORT=1, MIN_SOURCE_DISTANCE=0.08, ACTIVITY_MAX_RELATIVE_DROP=0.5, PRINT_GENERATED_COUNTS_TABLE=False, UPDATE_FRAME_MAX_VOXELS=1000, GIF_FPS=1.0, AXIS_LIMITS_3D=[[-1,1],[-1,1],[-1,1]] | 1.0 | 1000.0 | 100.0 | 1.0 | 0.08 | 2026-05-04 | 2000.0 | 1000.0 | 1.0 | 2026-05-04 | 20.0 | 60.0 | -60.0 | 14 | 0.5 | 17.040754099999504 | 0.18 | -0.2 | 0.2 | 0.25 | -0.25 | 0.16666666666666663 | 45.93024664486353 | 0.092256 | 0.092255683353987 | 14 | 0.35104931197436634 | 0.0489897948556636 | 0.1053 | 0.10308460844892876 | 0.1508724053842698
10 | ratio_table_best_angles | reconstruction_method=mlem, SEED=11, NUM_MEASUREMENTS=50, TRUE_SOURCE_SPECS=[{"position":[0.18,-0.2,0.2],"relative_strength":1.0}], NUM_CHANNELS=16, DIODE_PITCH=0.006, SEARCH_MIN=[-0.5,-0.5,-0.5], SEARCH_MAX=[0.5,0.5,0.5], GRID_SIZE=13, TRAJECTORY_MODE=grid, LATERAL_SPAN=0.6, VERTICAL_SPAN=0.36, BASE_DISTANCE=1, DISTANCE_SPAN=0.18, ORBIT_RADIUS=1.3, ORBIT_RADIUS_SPAN=0, ORBIT_ANGLE_SPAN_DEG=360.0, ORBIT_START_ANGLE_DEG=0.0, ORBIT_VERTICAL_SPAN=0.0, ORIENTATION_MODE=fixed, FIXED_VIEW_DIRECTION=[0,1,0], SCAN_CENTER=[0.0,0.0,0.0], NUM_ITERATIONS=10000, HISTORY_INTERVAL=1000, MAX_SOURCES_TO_REPORT=1, MIN_SOURCE_DISTANCE=0.08, ACTIVITY_MAX_RELATIVE_DROP=0.5, PRINT_GENERATED_COUNTS_TABLE=False, UPDATE_FRAME_MAX_VOXELS=1000, GIF_FPS=1.0, AXIS_LIMITS_3D=[[-1,1],[-1,1],[-1,1]] | 1.0 | 1000.0 | 100.0 | 1.0 | 0.08 | 2026-05-04 | 2000.0 | 1000.0 | 1.0 | 2026-05-04 | 20.0 | 60.0 | -60.0 | 15 | 0.5 | 17.509931400000823 | 0.18 | -0.2 | 0.2 | 0.16666666666666663 | -0.33333333333333337 | 0.16666666666666663 | 24.10605509334678 | 0.13808 | 0.13808210118138659 | 17 | 0.2909383701282604 | 0.0489897948556636 | 0.1165 | 0.11225681616052381 | 0.16241615207598095
11 | ratio_table_best_angles | reconstruction_method=mlem, SEED=11, NUM_MEASUREMENTS=50, TRUE_SOURCE_SPECS=[{"position":[0.18,-0.2,0.2],"relative_strength":1.0}], NUM_CHANNELS=16, DIODE_PITCH=0.006, SEARCH_MIN=[-0.5,-0.5,-0.5], SEARCH_MAX=[0.5,0.5,0.5], GRID_SIZE=13, TRAJECTORY_MODE=grid, LATERAL_SPAN=0.6, VERTICAL_SPAN=0.36, BASE_DISTANCE=1, DISTANCE_SPAN=0.18, ORBIT_RADIUS=1.3, ORBIT_RADIUS_SPAN=0, ORBIT_ANGLE_SPAN_DEG=360.0, ORBIT_START_ANGLE_DEG=0.0, ORBIT_VERTICAL_SPAN=0.0, ORIENTATION_MODE=fixed, FIXED_VIEW_DIRECTION=[0,1,0], SCAN_CENTER=[0.0,0.0,0.0], NUM_ITERATIONS=10000, HISTORY_INTERVAL=1000, MAX_SOURCES_TO_REPORT=1, MIN_SOURCE_DISTANCE=0.08, ACTIVITY_MAX_RELATIVE_DROP=0.5, PRINT_GENERATED_COUNTS_TABLE=False, UPDATE_FRAME_MAX_VOXELS=1000, GIF_FPS=1.0, AXIS_LIMITS_3D=[[-1,1],[-1,1],[-1,1]] | 1.0 | 1000.0 | 100.0 | 1.0 | 0.08 | 2026-05-04 | 1000.0 | 1000.0 | 1.0 | 2026-05-04 | 20.0 | 60.0 | -60.0 | 11 | 1.0 | 17.679358899999897 | 0.18 | -0.2 | 0.2 | 0.25 | -0.25 | 0.16666666666666663 | 15.000908578893219 | 0.092256 | 0.092255683353987 | 19 | 0.267689307547318 | 0.0489897948556636 | 0.10993 | 0.10504320462369972 | 0.1468089736308722
12 | ratio_table_best_angles | reconstruction_method=mlem, SEED=11, NUM_MEASUREMENTS=50, TRUE_SOURCE_SPECS=[{"position":[0.18,-0.2,0.2],"relative_strength":1.0}], NUM_CHANNELS=16, DIODE_PITCH=0.006, SEARCH_MIN=[-0.5,-0.5,-0.5], SEARCH_MAX=[0.5,0.5,0.5], GRID_SIZE=13, TRAJECTORY_MODE=grid, LATERAL_SPAN=0.6, VERTICAL_SPAN=0.36, BASE_DISTANCE=1, DISTANCE_SPAN=0.18, ORBIT_RADIUS=1.3, ORBIT_RADIUS_SPAN=0, ORBIT_ANGLE_SPAN_DEG=360.0, ORBIT_START_ANGLE_DEG=0.0, ORBIT_VERTICAL_SPAN=0.0, ORIENTATION_MODE=fixed, FIXED_VIEW_DIRECTION=[0,1,0], SCAN_CENTER=[0.0,0.0,0.0], NUM_ITERATIONS=10000, HISTORY_INTERVAL=1000, MAX_SOURCES_TO_REPORT=1, MIN_SOURCE_DISTANCE=0.08, ACTIVITY_MAX_RELATIVE_DROP=0.5, PRINT_GENERATED_COUNTS_TABLE=False, UPDATE_FRAME_MAX_VOXELS=1000, GIF_FPS=1.0, AXIS_LIMITS_3D=[[-1,1],[-1,1],[-1,1]] | 1.0 | 1000.0 | 100.0 | 1.0 | 0.08 | 2026-05-04 | 1000.0 | 1000.0 | 1.0 | 2026-05-04 | 20.0 | 60.0 | -60.0 | 12 | 1.0 | 17.7273081000003 | 0.18 | -0.2 | 0.2 | 0.16666666666666663 | -0.16666666666666669 | 0.16666666666666663 | 13.244197899930791 | 0.04899 | 0.0489897948556636 | 24 | 0.2672501603165278 | 0.0489897948556636 | 0.12335 | 0.11757515239892084 | 0.1901020645469602
13 | ratio_table_best_angles | reconstruction_method=mlem, SEED=11, NUM_MEASUREMENTS=50, TRUE_SOURCE_SPECS=[{"position":[0.18,-0.2,0.2],"relative_strength":1.0}], NUM_CHANNELS=16, DIODE_PITCH=0.006, SEARCH_MIN=[-0.5,-0.5,-0.5], SEARCH_MAX=[0.5,0.5,0.5], GRID_SIZE=13, TRAJECTORY_MODE=grid, LATERAL_SPAN=0.6, VERTICAL_SPAN=0.36, BASE_DISTANCE=1, DISTANCE_SPAN=0.18, ORBIT_RADIUS=1.3, ORBIT_RADIUS_SPAN=0, ORBIT_ANGLE_SPAN_DEG=360.0, ORBIT_START_ANGLE_DEG=0.0, ORBIT_VERTICAL_SPAN=0.0, ORIENTATION_MODE=fixed, FIXED_VIEW_DIRECTION=[0,1,0], SCAN_CENTER=[0.0,0.0,0.0], NUM_ITERATIONS=10000, HISTORY_INTERVAL=1000, MAX_SOURCES_TO_REPORT=1, MIN_SOURCE_DISTANCE=0.08, ACTIVITY_MAX_RELATIVE_DROP=0.5, PRINT_GENERATED_COUNTS_TABLE=False, UPDATE_FRAME_MAX_VOXELS=1000, GIF_FPS=1.0, AXIS_LIMITS_3D=[[-1,1],[-1,1],[-1,1]] | 1.0 | 1000.0 | 100.0 | 1.0 | 0.08 | 2026-05-04 | 1000.0 | 1000.0 | 1.0 | 2026-05-04 | 20.0 | 60.0 | -60.0 | 13 | 1.0 | 17.7564083999996 | 0.18 | -0.2 | 0.2 | 0.5 | -0.5 | -0.5 | 15.034814691198852 | 0.82608 | 0.8260750571225353 | 1 | 0.026003912758526215 | 0.8260750571225353 | 0.82608 | 0.8260750571225353 | 0.8260750571225353
14 | ratio_table_best_angles | reconstruction_method=mlem, SEED=11, NUM_MEASUREMENTS=50, TRUE_SOURCE_SPECS=[{"position":[0.18,-0.2,0.2],"relative_strength":1.0}], NUM_CHANNELS=16, DIODE_PITCH=0.006, SEARCH_MIN=[-0.5,-0.5,-0.5], SEARCH_MAX=[0.5,0.5,0.5], GRID_SIZE=13, TRAJECTORY_MODE=grid, LATERAL_SPAN=0.6, VERTICAL_SPAN=0.36, BASE_DISTANCE=1, DISTANCE_SPAN=0.18, ORBIT_RADIUS=1.3, ORBIT_RADIUS_SPAN=0, ORBIT_ANGLE_SPAN_DEG=360.0, ORBIT_START_ANGLE_DEG=0.0, ORBIT_VERTICAL_SPAN=0.0, ORIENTATION_MODE=fixed, FIXED_VIEW_DIRECTION=[0,1,0], SCAN_CENTER=[0.0,0.0,0.0], NUM_ITERATIONS=10000, HISTORY_INTERVAL=1000, MAX_SOURCES_TO_REPORT=1, MIN_SOURCE_DISTANCE=0.08, ACTIVITY_MAX_RELATIVE_DROP=0.5, PRINT_GENERATED_COUNTS_TABLE=False, UPDATE_FRAME_MAX_VOXELS=1000, GIF_FPS=1.0, AXIS_LIMITS_3D=[[-1,1],[-1,1],[-1,1]] | 1.0 | 1000.0 | 100.0 | 1.0 | 0.08 | 2026-05-04 | 1000.0 | 1000.0 | 1.0 | 2026-05-04 | 20.0 | 60.0 | -60.0 | 14 | 1.0 | 17.038892999999916 | 0.18 | -0.2 | 0.2 | 0.25 | -0.33333333333333337 | 0.25 | 18.538580370329157 | 0.15868 | 0.1586750698054921 | 14 | 0.23497476087016061 | 0.0489897948556636 | 0.11927 | 0.12175549791947848 | 0.20868703981985098
15 | ratio_table_best_angles | reconstruction_method=mlem, SEED=11, NUM_MEASUREMENTS=50, TRUE_SOURCE_SPECS=[{"position":[0.18,-0.2,0.2],"relative_strength":1.0}], NUM_CHANNELS=16, DIODE_PITCH=0.006, SEARCH_MIN=[-0.5,-0.5,-0.5], SEARCH_MAX=[0.5,0.5,0.5], GRID_SIZE=13, TRAJECTORY_MODE=grid, LATERAL_SPAN=0.6, VERTICAL_SPAN=0.36, BASE_DISTANCE=1, DISTANCE_SPAN=0.18, ORBIT_RADIUS=1.3, ORBIT_RADIUS_SPAN=0, ORBIT_ANGLE_SPAN_DEG=360.0, ORBIT_START_ANGLE_DEG=0.0, ORBIT_VERTICAL_SPAN=0.0, ORIENTATION_MODE=fixed, FIXED_VIEW_DIRECTION=[0,1,0], SCAN_CENTER=[0.0,0.0,0.0], NUM_ITERATIONS=10000, HISTORY_INTERVAL=1000, MAX_SOURCES_TO_REPORT=1, MIN_SOURCE_DISTANCE=0.08, ACTIVITY_MAX_RELATIVE_DROP=0.5, PRINT_GENERATED_COUNTS_TABLE=False, UPDATE_FRAME_MAX_VOXELS=1000, GIF_FPS=1.0, AXIS_LIMITS_3D=[[-1,1],[-1,1],[-1,1]] | 1.0 | 1000.0 | 100.0 | 1.0 | 0.08 | 2026-05-04 | 1000.0 | 1000.0 | 1.0 | 2026-05-04 | 20.0 | 60.0 | -60.0 | 15 | 1.0 | 17.33301870000014 | 0.18 | -0.2 | 0.2 | 0.16666666666666663 | -0.33333333333333337 | 0.16666666666666663 | 8.225917756830652 | 0.13808 | 0.13808210118138659 | 23 | 0.24131257102422718 | 0.0489897948556636 | 0.14881 | 0.14120684480757906 | 0.22802077009707192
16 | ratio_table_best_angles | reconstruction_method=mlem, SEED=11, NUM_MEASUREMENTS=50, TRUE_SOURCE_SPECS=[{"position":[0.18,-0.2,0.2],"relative_strength":1.0}], NUM_CHANNELS=16, DIODE_PITCH=0.006, SEARCH_MIN=[-0.5,-0.5,-0.5], SEARCH_MAX=[0.5,0.5,0.5], GRID_SIZE=13, TRAJECTORY_MODE=grid, LATERAL_SPAN=0.6, VERTICAL_SPAN=0.36, BASE_DISTANCE=1, DISTANCE_SPAN=0.18, ORBIT_RADIUS=1.3, ORBIT_RADIUS_SPAN=0, ORBIT_ANGLE_SPAN_DEG=360.0, ORBIT_START_ANGLE_DEG=0.0, ORBIT_VERTICAL_SPAN=0.0, ORIENTATION_MODE=fixed, FIXED_VIEW_DIRECTION=[0,1,0], SCAN_CENTER=[0.0,0.0,0.0], NUM_ITERATIONS=10000, HISTORY_INTERVAL=1000, MAX_SOURCES_TO_REPORT=1, MIN_SOURCE_DISTANCE=0.08, ACTIVITY_MAX_RELATIVE_DROP=0.5, PRINT_GENERATED_COUNTS_TABLE=False, UPDATE_FRAME_MAX_VOXELS=1000, GIF_FPS=1.0, AXIS_LIMITS_3D=[[-1,1],[-1,1],[-1,1]] | 1.0 | 1000.0 | 100.0 | 1.0 | 0.08 | 2026-05-04 | 500.0 | 1000.0 | 1.0 | 2026-05-04 | 20.0 | 60.0 | -60.0 | 11 | 2.0 | 18.093344899999465 | 0.18 | -0.2 | 0.2 | 0.25 | -0.25 | 0.16666666666666663 | 4.472468164290668 | 0.092256 | 0.092255683353987 | 33 | 0.2492983183941902 | 0.0489897948556636 | 0.13732 | 0.1315888026302468 | 0.1765583000756569
17 | ratio_table_best_angles | reconstruction_method=mlem, SEED=11, NUM_MEASUREMENTS=50, TRUE_SOURCE_SPECS=[{"position":[0.18,-0.2,0.2],"relative_strength":1.0}], NUM_CHANNELS=16, DIODE_PITCH=0.006, SEARCH_MIN=[-0.5,-0.5,-0.5], SEARCH_MAX=[0.5,0.5,0.5], GRID_SIZE=13, TRAJECTORY_MODE=grid, LATERAL_SPAN=0.6, VERTICAL_SPAN=0.36, BASE_DISTANCE=1, DISTANCE_SPAN=0.18, ORBIT_RADIUS=1.3, ORBIT_RADIUS_SPAN=0, ORBIT_ANGLE_SPAN_DEG=360.0, ORBIT_START_ANGLE_DEG=0.0, ORBIT_VERTICAL_SPAN=0.0, ORIENTATION_MODE=fixed, FIXED_VIEW_DIRECTION=[0,1,0], SCAN_CENTER=[0.0,0.0,0.0], NUM_ITERATIONS=10000, HISTORY_INTERVAL=1000, MAX_SOURCES_TO_REPORT=1, MIN_SOURCE_DISTANCE=0.08, ACTIVITY_MAX_RELATIVE_DROP=0.5, PRINT_GENERATED_COUNTS_TABLE=False, UPDATE_FRAME_MAX_VOXELS=1000, GIF_FPS=1.0, AXIS_LIMITS_3D=[[-1,1],[-1,1],[-1,1]] | 1.0 | 1000.0 | 100.0 | 1.0 | 0.08 | 2026-05-04 | 500.0 | 1000.0 | 1.0 | 2026-05-04 | 20.0 | 60.0 | -60.0 | 12 | 2.0 | 16.97020049999992 | 0.18 | -0.2 | 0.2 | 0.16666666666666663 | -0.5 | 0.0 | 5.120876006031513 | 0.3608 | 0.3608015767395949 | 16 | 0.11011657099368202 | 0.0489897948556636 | 0.14606 | 0.1517642818742343 | 0.25933786822558014
18 | ratio_table_best_angles | reconstruction_method=mlem, SEED=11, NUM_MEASUREMENTS=50, TRUE_SOURCE_SPECS=[{"position":[0.18,-0.2,0.2],"relative_strength":1.0}], NUM_CHANNELS=16, DIODE_PITCH=0.006, SEARCH_MIN=[-0.5,-0.5,-0.5], SEARCH_MAX=[0.5,0.5,0.5], GRID_SIZE=13, TRAJECTORY_MODE=grid, LATERAL_SPAN=0.6, VERTICAL_SPAN=0.36, BASE_DISTANCE=1, DISTANCE_SPAN=0.18, ORBIT_RADIUS=1.3, ORBIT_RADIUS_SPAN=0, ORBIT_ANGLE_SPAN_DEG=360.0, ORBIT_START_ANGLE_DEG=0.0, ORBIT_VERTICAL_SPAN=0.0, ORIENTATION_MODE=fixed, FIXED_VIEW_DIRECTION=[0,1,0], SCAN_CENTER=[0.0,0.0,0.0], NUM_ITERATIONS=10000, HISTORY_INTERVAL=1000, MAX_SOURCES_TO_REPORT=1, MIN_SOURCE_DISTANCE=0.08, ACTIVITY_MAX_RELATIVE_DROP=0.5, PRINT_GENERATED_COUNTS_TABLE=False, UPDATE_FRAME_MAX_VOXELS=1000, GIF_FPS=1.0, AXIS_LIMITS_3D=[[-1,1],[-1,1],[-1,1]] | 1.0 | 1000.0 | 100.0 | 1.0 | 0.08 | 2026-05-04 | 500.0 | 1000.0 | 1.0 | 2026-05-04 | 20.0 | 60.0 | -60.0 | 13 | 2.0 | 15.391494600000442 | 0.18 | -0.2 | 0.2 | 0.5 | -0.5 | -0.5 | 14.84537327449825 | 0.82608 | 0.8260750571225353 | 1 | 0.04529630094486384 | 0.8260750571225353 | 0.82608 | 0.8260750571225353 | 0.8260750571225353
19 | ratio_table_best_angles | reconstruction_method=mlem, SEED=11, NUM_MEASUREMENTS=50, TRUE_SOURCE_SPECS=[{"position":[0.18,-0.2,0.2],"relative_strength":1.0}], NUM_CHANNELS=16, DIODE_PITCH=0.006, SEARCH_MIN=[-0.5,-0.5,-0.5], SEARCH_MAX=[0.5,0.5,0.5], GRID_SIZE=13, TRAJECTORY_MODE=grid, LATERAL_SPAN=0.6, VERTICAL_SPAN=0.36, BASE_DISTANCE=1, DISTANCE_SPAN=0.18, ORBIT_RADIUS=1.3, ORBIT_RADIUS_SPAN=0, ORBIT_ANGLE_SPAN_DEG=360.0, ORBIT_START_ANGLE_DEG=0.0, ORBIT_VERTICAL_SPAN=0.0, ORIENTATION_MODE=fixed, FIXED_VIEW_DIRECTION=[0,1,0], SCAN_CENTER=[0.0,0.0,0.0], NUM_ITERATIONS=10000, HISTORY_INTERVAL=1000, MAX_SOURCES_TO_REPORT=1, MIN_SOURCE_DISTANCE=0.08, ACTIVITY_MAX_RELATIVE_DROP=0.5, PRINT_GENERATED_COUNTS_TABLE=False, UPDATE_FRAME_MAX_VOXELS=1000, GIF_FPS=1.0, AXIS_LIMITS_3D=[[-1,1],[-1,1],[-1,1]] | 1.0 | 1000.0 | 100.0 | 1.0 | 0.08 | 2026-05-04 | 500.0 | 1000.0 | 1.0 | 2026-05-04 | 20.0 | 60.0 | -60.0 | 14 | 2.0 | 14.730416600000353 | 0.18 | -0.2 | 0.2 | 0.25 | -0.4166666666666667 | 0.25 | 8.278500153523366 | 0.23312 | 0.23311894913207817 | 12 | 0.1585996000071357 | 0.09949874371066199 | 0.22343 | 0.22465074521723277 | 0.3118664173835159
20 | ratio_table_best_angles | reconstruction_method=mlem, SEED=11, NUM_MEASUREMENTS=50, TRUE_SOURCE_SPECS=[{"position":[0.18,-0.2,0.2],"relative_strength":1.0}], NUM_CHANNELS=16, DIODE_PITCH=0.006, SEARCH_MIN=[-0.5,-0.5,-0.5], SEARCH_MAX=[0.5,0.5,0.5], GRID_SIZE=13, TRAJECTORY_MODE=grid, LATERAL_SPAN=0.6, VERTICAL_SPAN=0.36, BASE_DISTANCE=1, DISTANCE_SPAN=0.18, ORBIT_RADIUS=1.3, ORBIT_RADIUS_SPAN=0, ORBIT_ANGLE_SPAN_DEG=360.0, ORBIT_START_ANGLE_DEG=0.0, ORBIT_VERTICAL_SPAN=0.0, ORIENTATION_MODE=fixed, FIXED_VIEW_DIRECTION=[0,1,0], SCAN_CENTER=[0.0,0.0,0.0], NUM_ITERATIONS=10000, HISTORY_INTERVAL=1000, MAX_SOURCES_TO_REPORT=1, MIN_SOURCE_DISTANCE=0.08, ACTIVITY_MAX_RELATIVE_DROP=0.5, PRINT_GENERATED_COUNTS_TABLE=False, UPDATE_FRAME_MAX_VOXELS=1000, GIF_FPS=1.0, AXIS_LIMITS_3D=[[-1,1],[-1,1],[-1,1]] | 1.0 | 1000.0 | 100.0 | 1.0 | 0.08 | 2026-05-04 | 500.0 | 1000.0 | 1.0 | 2026-05-04 | 20.0 | 60.0 | -60.0 | 15 | 2.0 | 14.4225179999994 | 0.18 | -0.2 | 0.2 | 0.5 | -0.5 | -0.5 | 7.903068330787657 | 0.82608 | 0.8260750571225353 | 2 | 0.04728016647184417 | 0.4158792559812951 | 0.62098 | 0.6466156308085843 | 0.7850554770084113
21 | ratio_table_best_angles | reconstruction_method=mlem, SEED=11, NUM_MEASUREMENTS=50, TRUE_SOURCE_SPECS=[{"position":[0.18,-0.2,0.2],"relative_strength":1.0}], NUM_CHANNELS=16, DIODE_PITCH=0.006, SEARCH_MIN=[-0.5,-0.5,-0.5], SEARCH_MAX=[0.5,0.5,0.5], GRID_SIZE=13, TRAJECTORY_MODE=grid, LATERAL_SPAN=0.6, VERTICAL_SPAN=0.36, BASE_DISTANCE=1, DISTANCE_SPAN=0.18, ORBIT_RADIUS=1.3, ORBIT_RADIUS_SPAN=0, ORBIT_ANGLE_SPAN_DEG=360.0, ORBIT_START_ANGLE_DEG=0.0, ORBIT_VERTICAL_SPAN=0.0, ORIENTATION_MODE=fixed, FIXED_VIEW_DIRECTION=[0,1,0], SCAN_CENTER=[0.0,0.0,0.0], NUM_ITERATIONS=10000, HISTORY_INTERVAL=1000, MAX_SOURCES_TO_REPORT=1, MIN_SOURCE_DISTANCE=0.08, ACTIVITY_MAX_RELATIVE_DROP=0.5, PRINT_GENERATED_COUNTS_TABLE=False, UPDATE_FRAME_MAX_VOXELS=1000, GIF_FPS=1.0, AXIS_LIMITS_3D=[[-1,1],[-1,1],[-1,1]] | 1.0 | 1000.0 | 100.0 | 1.0 | 0.08 | 2026-05-04 | 200.0 | 1000.0 | 1.0 | 2026-05-04 | 20.0 | 60.0 | -60.0 | 11 | 5.0 | 14.190014599999813 | 0.18 | -0.2 | 0.2 | 0.5 | -0.5 | -0.5 | 7.80943042231903 | 0.82608 | 0.8260750571225353 | 1 | 0.041815029413318265 | 0.8260750571225353 | 0.82608 | 0.8260750571225353 | 0.8260750571225353
22 | ratio_table_best_angles | reconstruction_method=mlem, SEED=11, NUM_MEASUREMENTS=50, TRUE_SOURCE_SPECS=[{"position":[0.18,-0.2,0.2],"relative_strength":1.0}], NUM_CHANNELS=16, DIODE_PITCH=0.006, SEARCH_MIN=[-0.5,-0.5,-0.5], SEARCH_MAX=[0.5,0.5,0.5], GRID_SIZE=13, TRAJECTORY_MODE=grid, LATERAL_SPAN=0.6, VERTICAL_SPAN=0.36, BASE_DISTANCE=1, DISTANCE_SPAN=0.18, ORBIT_RADIUS=1.3, ORBIT_RADIUS_SPAN=0, ORBIT_ANGLE_SPAN_DEG=360.0, ORBIT_START_ANGLE_DEG=0.0, ORBIT_VERTICAL_SPAN=0.0, ORIENTATION_MODE=fixed, FIXED_VIEW_DIRECTION=[0,1,0], SCAN_CENTER=[0.0,0.0,0.0], NUM_ITERATIONS=10000, HISTORY_INTERVAL=1000, MAX_SOURCES_TO_REPORT=1, MIN_SOURCE_DISTANCE=0.08, ACTIVITY_MAX_RELATIVE_DROP=0.5, PRINT_GENERATED_COUNTS_TABLE=False, UPDATE_FRAME_MAX_VOXELS=1000, GIF_FPS=1.0, AXIS_LIMITS_3D=[[-1,1],[-1,1],[-1,1]] | 1.0 | 1000.0 | 100.0 | 1.0 | 0.08 | 2026-05-04 | 200.0 | 1000.0 | 1.0 | 2026-05-04 | 20.0 | 60.0 | -60.0 | 12 | 5.0 | 16.722386200000074 | 0.18 | -0.2 | 0.2 | 0.16666666666666663 | -0.5 | 0.0 | 2.6924543998659423 | 0.3608 | 0.3608015767395949 | 3 | 0.03030369619088961 | 0.3608015767395949 | 0.54891 | 0.5150826718470302 | 0.6523621415553964
23 | ratio_table_best_angles | reconstruction_method=mlem, SEED=11, NUM_MEASUREMENTS=50, TRUE_SOURCE_SPECS=[{"position":[0.18,-0.2,0.2],"relative_strength":1.0}], NUM_CHANNELS=16, DIODE_PITCH=0.006, SEARCH_MIN=[-0.5,-0.5,-0.5], SEARCH_MAX=[0.5,0.5,0.5], GRID_SIZE=13, TRAJECTORY_MODE=grid, LATERAL_SPAN=0.6, VERTICAL_SPAN=0.36, BASE_DISTANCE=1, DISTANCE_SPAN=0.18, ORBIT_RADIUS=1.3, ORBIT_RADIUS_SPAN=0, ORBIT_ANGLE_SPAN_DEG=360.0, ORBIT_START_ANGLE_DEG=0.0, ORBIT_VERTICAL_SPAN=0.0, ORIENTATION_MODE=fixed, FIXED_VIEW_DIRECTION=[0,1,0], SCAN_CENTER=[0.0,0.0,0.0], NUM_ITERATIONS=10000, HISTORY_INTERVAL=1000, MAX_SOURCES_TO_REPORT=1, MIN_SOURCE_DISTANCE=0.08, ACTIVITY_MAX_RELATIVE_DROP=0.5, PRINT_GENERATED_COUNTS_TABLE=False, UPDATE_FRAME_MAX_VOXELS=1000, GIF_FPS=1.0, AXIS_LIMITS_3D=[[-1,1],[-1,1],[-1,1]] | 1.0 | 1000.0 | 100.0 | 1.0 | 0.08 | 2026-05-04 | 200.0 | 1000.0 | 1.0 | 2026-05-04 | 20.0 | 60.0 | -60.0 | 13 | 5.0 | 15.69148370000039 | 0.18 | -0.2 | 0.2 | 0.5 | -0.5 | -0.5 | 13.544201327383497 | 0.82608 | 0.8260750571225353 | 4 | 0.21761767099510315 | 0.48922841745389695 | 0.66887 | 0.6838468272784771 | 0.8279550690400111
24 | ratio_table_best_angles | reconstruction_method=mlem, SEED=11, NUM_MEASUREMENTS=50, TRUE_SOURCE_SPECS=[{"position":[0.18,-0.2,0.2],"relative_strength":1.0}], NUM_CHANNELS=16, DIODE_PITCH=0.006, SEARCH_MIN=[-0.5,-0.5,-0.5], SEARCH_MAX=[0.5,0.5,0.5], GRID_SIZE=13, TRAJECTORY_MODE=grid, LATERAL_SPAN=0.6, VERTICAL_SPAN=0.36, BASE_DISTANCE=1, DISTANCE_SPAN=0.18, ORBIT_RADIUS=1.3, ORBIT_RADIUS_SPAN=0, ORBIT_ANGLE_SPAN_DEG=360.0, ORBIT_START_ANGLE_DEG=0.0, ORBIT_VERTICAL_SPAN=0.0, ORIENTATION_MODE=fixed, FIXED_VIEW_DIRECTION=[0,1,0], SCAN_CENTER=[0.0,0.0,0.0], NUM_ITERATIONS=10000, HISTORY_INTERVAL=1000, MAX_SOURCES_TO_REPORT=1, MIN_SOURCE_DISTANCE=0.08, ACTIVITY_MAX_RELATIVE_DROP=0.5, PRINT_GENERATED_COUNTS_TABLE=False, UPDATE_FRAME_MAX_VOXELS=1000, GIF_FPS=1.0, AXIS_LIMITS_3D=[[-1,1],[-1,1],[-1,1]] | 1.0 | 1000.0 | 100.0 | 1.0 | 0.08 | 2026-05-04 | 200.0 | 1000.0 | 1.0 | 2026-05-04 | 20.0 | 60.0 | -60.0 | 14 | 5.0 | 15.062450100000206 | 0.18 | -0.2 | 0.2 | 0.33333333333333326 | -0.5 | 0.25 | 7.413512229823126 | 0.3406 | 0.3406040386007058 | 6 | 0.17133986191518683 | 0.2701028610651052 | 0.32073 | 0.32248345205612816 | 0.35147106252303545
25 | ratio_table_best_angles | reconstruction_method=mlem, SEED=11, NUM_MEASUREMENTS=50, TRUE_SOURCE_SPECS=[{"position":[0.18,-0.2,0.2],"relative_strength":1.0}], NUM_CHANNELS=16, DIODE_PITCH=0.006, SEARCH_MIN=[-0.5,-0.5,-0.5], SEARCH_MAX=[0.5,0.5,0.5], GRID_SIZE=13, TRAJECTORY_MODE=grid, LATERAL_SPAN=0.6, VERTICAL_SPAN=0.36, BASE_DISTANCE=1, DISTANCE_SPAN=0.18, ORBIT_RADIUS=1.3, ORBIT_RADIUS_SPAN=0, ORBIT_ANGLE_SPAN_DEG=360.0, ORBIT_START_ANGLE_DEG=0.0, ORBIT_VERTICAL_SPAN=0.0, ORIENTATION_MODE=fixed, FIXED_VIEW_DIRECTION=[0,1,0], SCAN_CENTER=[0.0,0.0,0.0], NUM_ITERATIONS=10000, HISTORY_INTERVAL=1000, MAX_SOURCES_TO_REPORT=1, MIN_SOURCE_DISTANCE=0.08, ACTIVITY_MAX_RELATIVE_DROP=0.5, PRINT_GENERATED_COUNTS_TABLE=False, UPDATE_FRAME_MAX_VOXELS=1000, GIF_FPS=1.0, AXIS_LIMITS_3D=[[-1,1],[-1,1],[-1,1]] | 1.0 | 1000.0 | 100.0 | 1.0 | 0.08 | 2026-05-04 | 200.0 | 1000.0 | 1.0 | 2026-05-04 | 20.0 | 60.0 | -60.0 | 15 | 5.0 | 17.923399100000097 | 0.18 | -0.2 | 0.2 | 0.5 | -0.5 | -0.5 | 8.82293104904157 | 0.82608 | 0.8260750571225353 | 3 | 0.13123086169041429 | 0.329410247428812 | 0.52379 | 0.5933133867570681 | 0.7440358968942873

## different_background_sources_st
case_index | sweep_group | fixed_overrides | MEASUREMENT_DURATION_SECONDS | BACKGROUND_MEAN_PER_SECOND | BACKGROUND_CHANNEL_STD_PER_SECOND | CHANNEL_SCALE_MEAN | CHANNEL_SCALE_STD | GENERATION_K | PEAK_TOTAL_SOURCE_SIGNAL_PER_SECOND | ASSUMED_BACKGROUND_MEAN_PER_SECOND | ASSUMED_CHANNEL_SCALE | ASSUMED_K | ANGULAR_JITTER_DEG | FIXED_SWEEP_Z_DEG | FIXED_SWEEP_X_DEG | elapsed_seconds | true_source_x | true_source_y | true_source_z | estimated_peak_x | estimated_peak_y | estimated_peak_z | estimated_peak_activity | estimated_peak_error_m | estimated_total_error_m | selected_voxel_count | selected_activity_fraction | activity_distance_min_m | activity_distance_mean_m | activity_distance_weighted_mean_m | activity_distance_p90_m
1 | background_1000_source_strenght_500_different_angles | reconstruction_method=mlem, SEED=11, NUM_MEASUREMENTS=50, TRUE_SOURCE_SPECS=[{"position":[0.18,-0.2,0.2],"relative_strength":1.0}], NUM_CHANNELS=16, DIODE_PITCH=0.006, SEARCH_MIN=[-0.5,-0.5,-0.5], SEARCH_MAX=[0.5,0.5,0.5], GRID_SIZE=13, TRAJECTORY_MODE=grid, LATERAL_SPAN=0.6, VERTICAL_SPAN=0.36, BASE_DISTANCE=1, DISTANCE_SPAN=0.18, ORBIT_RADIUS=1.3, ORBIT_RADIUS_SPAN=0, ORBIT_ANGLE_SPAN_DEG=360.0, ORBIT_START_ANGLE_DEG=0.0, ORBIT_VERTICAL_SPAN=0.0, ORIENTATION_MODE=fixed, FIXED_VIEW_DIRECTION=[0,1,0], SCAN_CENTER=[0.0,0.0,0.0], NUM_ITERATIONS=10000, HISTORY_INTERVAL=1000, MAX_SOURCES_TO_REPORT=1, MIN_SOURCE_DISTANCE=0.08, ACTIVITY_MAX_RELATIVE_DROP=0.5, PRINT_GENERATED_COUNTS_TABLE=False, UPDATE_FRAME_MAX_VOXELS=1000, GIF_FPS=1.0, AXIS_LIMITS_3D=[[-1,1],[-1,1],[-1,1]] | 1.0 | 1000.0 | 100.0 | 1.0 | 0.08 | 2026-05-04 | 500.0 | 1000.0 | 1.0 | 2026-05-04 | 10.0 | 45.0 | -25.0 | 13.940164999999979 | 0.18 | -0.2 | 0.2 | 0.16666666666666663 | -0.5 | 0.16666666666666663 | 4.63283671078896 | 0.3021405118299909 | 0.3021405118299909 | 10 | 0.08386293443519031 | 0.2196208854670551 | 0.3171593148969979 | 0.3248804456368224 | 0.35068763456119517
2 | background_1000_source_strenght_500_different_angles | reconstruction_method=mlem, SEED=11, NUM_MEASUREMENTS=50, TRUE_SOURCE_SPECS=[{"position":[0.18,-0.2,0.2],"relative_strength":1.0}], NUM_CHANNELS=16, DIODE_PITCH=0.006, SEARCH_MIN=[-0.5,-0.5,-0.5], SEARCH_MAX=[0.5,0.5,0.5], GRID_SIZE=13, TRAJECTORY_MODE=grid, LATERAL_SPAN=0.6, VERTICAL_SPAN=0.36, BASE_DISTANCE=1, DISTANCE_SPAN=0.18, ORBIT_RADIUS=1.3, ORBIT_RADIUS_SPAN=0, ORBIT_ANGLE_SPAN_DEG=360.0, ORBIT_START_ANGLE_DEG=0.0, ORBIT_VERTICAL_SPAN=0.0, ORIENTATION_MODE=fixed, FIXED_VIEW_DIRECTION=[0,1,0], SCAN_CENTER=[0.0,0.0,0.0], NUM_ITERATIONS=10000, HISTORY_INTERVAL=1000, MAX_SOURCES_TO_REPORT=1, MIN_SOURCE_DISTANCE=0.08, ACTIVITY_MAX_RELATIVE_DROP=0.5, PRINT_GENERATED_COUNTS_TABLE=False, UPDATE_FRAME_MAX_VOXELS=1000, GIF_FPS=1.0, AXIS_LIMITS_3D=[[-1,1],[-1,1],[-1,1]] | 1.0 | 1000.0 | 100.0 | 1.0 | 0.08 | 2026-05-04 | 500.0 | 1000.0 | 1.0 | 2026-05-04 | 10.0 | 45.0 | -45.0 | 13.103005799999892 | 0.18 | -0.2 | 0.2 | 0.16666666666666663 | -0.5 | 0.08333333333333326 | 3.354645370471395 | 0.32216282977539307 | 0.32216282977539307 | 15 | 0.08388974549348804 | 0.061553951042064646 | 0.24898930919025422 | 0.26346260704584523 | 0.3932094777618662
3 | background_1000_source_strenght_500_different_angles | reconstruction_method=mlem, SEED=11, NUM_MEASUREMENTS=50, TRUE_SOURCE_SPECS=[{"position":[0.18,-0.2,0.2],"relative_strength":1.0}], NUM_CHANNELS=16, DIODE_PITCH=0.006, SEARCH_MIN=[-0.5,-0.5,-0.5], SEARCH_MAX=[0.5,0.5,0.5], GRID_SIZE=13, TRAJECTORY_MODE=grid, LATERAL_SPAN=0.6, VERTICAL_SPAN=0.36, BASE_DISTANCE=1, DISTANCE_SPAN=0.18, ORBIT_RADIUS=1.3, ORBIT_RADIUS_SPAN=0, ORBIT_ANGLE_SPAN_DEG=360.0, ORBIT_START_ANGLE_DEG=0.0, ORBIT_VERTICAL_SPAN=0.0, ORIENTATION_MODE=fixed, FIXED_VIEW_DIRECTION=[0,1,0], SCAN_CENTER=[0.0,0.0,0.0], NUM_ITERATIONS=10000, HISTORY_INTERVAL=1000, MAX_SOURCES_TO_REPORT=1, MIN_SOURCE_DISTANCE=0.08, ACTIVITY_MAX_RELATIVE_DROP=0.5, PRINT_GENERATED_COUNTS_TABLE=False, UPDATE_FRAME_MAX_VOXELS=1000, GIF_FPS=1.0, AXIS_LIMITS_3D=[[-1,1],[-1,1],[-1,1]] | 1.0 | 1000.0 | 100.0 | 1.0 | 0.08 | 2026-05-04 | 500.0 | 1000.0 | 1.0 | 2026-05-04 | 10.0 | 45.0 | -60.0 | 13.803417600000103 | 0.18 | -0.2 | 0.2 | -0.5 | -0.5 | -0.5 | 6.836462660374904 | 1.0209799214480173 | 1.0209799214480173 | 1 | 0.01641211635895888 | 1.0209799214480173 | 1.0209799214480173 | 1.0209799214480173 | 1.0209799214480173
4 | background_1000_source_strenght_500_different_angles | reconstruction_method=mlem, SEED=11, NUM_MEASUREMENTS=50, TRUE_SOURCE_SPECS=[{"position":[0.18,-0.2,0.2],"relative_strength":1.0}], NUM_CHANNELS=16, DIODE_PITCH=0.006, SEARCH_MIN=[-0.5,-0.5,-0.5], SEARCH_MAX=[0.5,0.5,0.5], GRID_SIZE=13, TRAJECTORY_MODE=grid, LATERAL_SPAN=0.6, VERTICAL_SPAN=0.36, BASE_DISTANCE=1, DISTANCE_SPAN=0.18, ORBIT_RADIUS=1.3, ORBIT_RADIUS_SPAN=0, ORBIT_ANGLE_SPAN_DEG=360.0, ORBIT_START_ANGLE_DEG=0.0, ORBIT_VERTICAL_SPAN=0.0, ORIENTATION_MODE=fixed, FIXED_VIEW_DIRECTION=[0,1,0], SCAN_CENTER=[0.0,0.0,0.0], NUM_ITERATIONS=10000, HISTORY_INTERVAL=1000, MAX_SOURCES_TO_REPORT=1, MIN_SOURCE_DISTANCE=0.08, ACTIVITY_MAX_RELATIVE_DROP=0.5, PRINT_GENERATED_COUNTS_TABLE=False, UPDATE_FRAME_MAX_VOXELS=1000, GIF_FPS=1.0, AXIS_LIMITS_3D=[[-1,1],[-1,1],[-1,1]] | 1.0 | 1000.0 | 100.0 | 1.0 | 0.08 | 2026-05-04 | 500.0 | 1000.0 | 1.0 | 2026-05-04 | 10.0 | 60.0 | -25.0 | 13.858412199999975 | 0.18 | -0.2 | 0.2 | 0.08333333333333326 | -0.5 | 0.16666666666666663 | 4.0335534717662265 | 0.31694724412046177 | 0.31694724412046177 | 15 | 0.08262842049958266 | 0.2196208854670551 | 0.3383246005006718 | 0.335632658145373 | 0.47080108659774583
5 | background_1000_source_strenght_500_different_angles | reconstruction_method=mlem, SEED=11, NUM_MEASUREMENTS=50, TRUE_SOURCE_SPECS=[{"position":[0.18,-0.2,0.2],"relative_strength":1.0}], NUM_CHANNELS=16, DIODE_PITCH=0.006, SEARCH_MIN=[-0.5,-0.5,-0.5], SEARCH_MAX=[0.5,0.5,0.5], GRID_SIZE=13, TRAJECTORY_MODE=grid, LATERAL_SPAN=0.6, VERTICAL_SPAN=0.36, BASE_DISTANCE=1, DISTANCE_SPAN=0.18, ORBIT_RADIUS=1.3, ORBIT_RADIUS_SPAN=0, ORBIT_ANGLE_SPAN_DEG=360.0, ORBIT_START_ANGLE_DEG=0.0, ORBIT_VERTICAL_SPAN=0.0, ORIENTATION_MODE=fixed, FIXED_VIEW_DIRECTION=[0,1,0], SCAN_CENTER=[0.0,0.0,0.0], NUM_ITERATIONS=10000, HISTORY_INTERVAL=1000, MAX_SOURCES_TO_REPORT=1, MIN_SOURCE_DISTANCE=0.08, ACTIVITY_MAX_RELATIVE_DROP=0.5, PRINT_GENERATED_COUNTS_TABLE=False, UPDATE_FRAME_MAX_VOXELS=1000, GIF_FPS=1.0, AXIS_LIMITS_3D=[[-1,1],[-1,1],[-1,1]] | 1.0 | 1000.0 | 100.0 | 1.0 | 0.08 | 2026-05-04 | 500.0 | 1000.0 | 1.0 | 2026-05-04 | 10.0 | 60.0 | -45.0 | 13.682874999999967 | 0.18 | -0.2 | 0.2 | 0.08333333333333326 | -0.5 | 0.16666666666666663 | 2.6015863084868007 | 0.31694724412046177 | 0.31694724412046177 | 59 | 0.22232363340733727 | 0.0489897948556636 | 0.18464857282804165 | 0.1863353509047031 | 0.2922571932627626
6 | background_1000_source_strenght_500_different_angles | reconstruction_method=mlem, SEED=11, NUM_MEASUREMENTS=50, TRUE_SOURCE_SPECS=[{"position":[0.18,-0.2,0.2],"relative_strength":1.0}], NUM_CHANNELS=16, DIODE_PITCH=0.006, SEARCH_MIN=[-0.5,-0.5,-0.5], SEARCH_MAX=[0.5,0.5,0.5], GRID_SIZE=13, TRAJECTORY_MODE=grid, LATERAL_SPAN=0.6, VERTICAL_SPAN=0.36, BASE_DISTANCE=1, DISTANCE_SPAN=0.18, ORBIT_RADIUS=1.3, ORBIT_RADIUS_SPAN=0, ORBIT_ANGLE_SPAN_DEG=360.0, ORBIT_START_ANGLE_DEG=0.0, ORBIT_VERTICAL_SPAN=0.0, ORIENTATION_MODE=fixed, FIXED_VIEW_DIRECTION=[0,1,0], SCAN_CENTER=[0.0,0.0,0.0], NUM_ITERATIONS=10000, HISTORY_INTERVAL=1000, MAX_SOURCES_TO_REPORT=1, MIN_SOURCE_DISTANCE=0.08, ACTIVITY_MAX_RELATIVE_DROP=0.5, PRINT_GENERATED_COUNTS_TABLE=False, UPDATE_FRAME_MAX_VOXELS=1000, GIF_FPS=1.0, AXIS_LIMITS_3D=[[-1,1],[-1,1],[-1,1]] | 1.0 | 1000.0 | 100.0 | 1.0 | 0.08 | 2026-05-04 | 500.0 | 1000.0 | 1.0 | 2026-05-04 | 10.0 | 60.0 | -60.0 | 13.57628909999994 | 0.18 | -0.2 | 0.2 | 0.25 | -0.25 | 0.16666666666666663 | 2.9705184003158744 | 0.092255683353987 | 0.092255683353987 | 54 | 0.24195271073547095 | 0.0489897948556636 | 0.16350112287694968 | 0.15686009104670048 | 0.2443838282708279
7 | background_1000_source_strenght_1000_different_angles | reconstruction_method=mlem, SEED=11, NUM_MEASUREMENTS=50, TRUE_SOURCE_SPECS=[{"position":[0.18,-0.2,0.2],"relative_strength":1.0}], NUM_CHANNELS=16, DIODE_PITCH=0.006, SEARCH_MIN=[-0.5,-0.5,-0.5], SEARCH_MAX=[0.5,0.5,0.5], GRID_SIZE=13, TRAJECTORY_MODE=grid, LATERAL_SPAN=0.6, VERTICAL_SPAN=0.36, BASE_DISTANCE=1, DISTANCE_SPAN=0.18, ORBIT_RADIUS=1.3, ORBIT_RADIUS_SPAN=0, ORBIT_ANGLE_SPAN_DEG=360.0, ORBIT_START_ANGLE_DEG=0.0, ORBIT_VERTICAL_SPAN=0.0, ORIENTATION_MODE=fixed, FIXED_VIEW_DIRECTION=[0,1,0], SCAN_CENTER=[0.0,0.0,0.0], NUM_ITERATIONS=10000, HISTORY_INTERVAL=1000, MAX_SOURCES_TO_REPORT=1, MIN_SOURCE_DISTANCE=0.08, ACTIVITY_MAX_RELATIVE_DROP=0.5, PRINT_GENERATED_COUNTS_TABLE=False, UPDATE_FRAME_MAX_VOXELS=1000, GIF_FPS=1.0, AXIS_LIMITS_3D=[[-1,1],[-1,1],[-1,1]] | 1.0 | 1000.0 | 100.0 | 1.0 | 0.08 | 2026-05-04 | 1000.0 | 1000.0 | 1.0 | 2026-05-04 | 10.0 | 45.0 | -25.0 | 13.225758900000073 | 0.18 | -0.2 | 0.2 | 0.08333333333333326 | -0.5 | 0.16666666666666663 | 9.898818548376108 | 0.31694724412046177 | 0.31694724412046177 | 8 | 0.07117912949354045 | 0.2196208854670551 | 0.31497972139905733 | 0.31421824966622935 | 0.3714273695284778
8 | background_1000_source_strenght_1000_different_angles | reconstruction_method=mlem, SEED=11, NUM_MEASUREMENTS=50, TRUE_SOURCE_SPECS=[{"position":[0.18,-0.2,0.2],"relative_strength":1.0}], NUM_CHANNELS=16, DIODE_PITCH=0.006, SEARCH_MIN=[-0.5,-0.5,-0.5], SEARCH_MAX=[0.5,0.5,0.5], GRID_SIZE=13, TRAJECTORY_MODE=grid, LATERAL_SPAN=0.6, VERTICAL_SPAN=0.36, BASE_DISTANCE=1, DISTANCE_SPAN=0.18, ORBIT_RADIUS=1.3, ORBIT_RADIUS_SPAN=0, ORBIT_ANGLE_SPAN_DEG=360.0, ORBIT_START_ANGLE_DEG=0.0, ORBIT_VERTICAL_SPAN=0.0, ORIENTATION_MODE=fixed, FIXED_VIEW_DIRECTION=[0,1,0], SCAN_CENTER=[0.0,0.0,0.0], NUM_ITERATIONS=10000, HISTORY_INTERVAL=1000, MAX_SOURCES_TO_REPORT=1, MIN_SOURCE_DISTANCE=0.08, ACTIVITY_MAX_RELATIVE_DROP=0.5, PRINT_GENERATED_COUNTS_TABLE=False, UPDATE_FRAME_MAX_VOXELS=1000, GIF_FPS=1.0, AXIS_LIMITS_3D=[[-1,1],[-1,1],[-1,1]] | 1.0 | 1000.0 | 100.0 | 1.0 | 0.08 | 2026-05-04 | 1000.0 | 1000.0 | 1.0 | 2026-05-04 | 10.0 | 45.0 | -45.0 | 13.42347269999982 | 0.18 | -0.2 | 0.2 | 0.08333333333333326 | -0.5 | 0.16666666666666663 | 6.9043494502288025 | 0.31694724412046177 | 0.31694724412046177 | 39 | 0.21803940652293294 | 0.0489897948556636 | 0.18526338912934714 | 0.18810943250633066 | 0.32494798635107436
9 | background_1000_source_strenght_1000_different_angles | reconstruction_method=mlem, SEED=11, NUM_MEASUREMENTS=50, TRUE_SOURCE_SPECS=[{"position":[0.18,-0.2,0.2],"relative_strength":1.0}], NUM_CHANNELS=16, DIODE_PITCH=0.006, SEARCH_MIN=[-0.5,-0.5,-0.5], SEARCH_MAX=[0.5,0.5,0.5], GRID_SIZE=13, TRAJECTORY_MODE=grid, LATERAL_SPAN=0.6, VERTICAL_SPAN=0.36, BASE_DISTANCE=1, DISTANCE_SPAN=0.18, ORBIT_RADIUS=1.3, ORBIT_RADIUS_SPAN=0, ORBIT_ANGLE_SPAN_DEG=360.0, ORBIT_START_ANGLE_DEG=0.0, ORBIT_VERTICAL_SPAN=0.0, ORIENTATION_MODE=fixed, FIXED_VIEW_DIRECTION=[0,1,0], SCAN_CENTER=[0.0,0.0,0.0], NUM_ITERATIONS=10000, HISTORY_INTERVAL=1000, MAX_SOURCES_TO_REPORT=1, MIN_SOURCE_DISTANCE=0.08, ACTIVITY_MAX_RELATIVE_DROP=0.5, PRINT_GENERATED_COUNTS_TABLE=False, UPDATE_FRAME_MAX_VOXELS=1000, GIF_FPS=1.0, AXIS_LIMITS_3D=[[-1,1],[-1,1],[-1,1]] | 1.0 | 1000.0 | 100.0 | 1.0 | 0.08 | 2026-05-04 | 1000.0 | 1000.0 | 1.0 | 2026-05-04 | 10.0 | 45.0 | -60.0 | 14.160889600000019 | 0.18 | -0.2 | 0.2 | 0.25 | -0.25 | 0.16666666666666663 | 8.287108317314399 | 0.092255683353987 | 0.092255683353987 | 36 | 0.2516930546694949 | 0.0489897948556636 | 0.1393388499705639 | 0.13237161630335742 | 0.19301494292194676
10 | background_1000_source_strenght_1000_different_angles | reconstruction_method=mlem, SEED=11, NUM_MEASUREMENTS=50, TRUE_SOURCE_SPECS=[{"position":[0.18,-0.2,0.2],"relative_strength":1.0}], NUM_CHANNELS=16, DIODE_PITCH=0.006, SEARCH_MIN=[-0.5,-0.5,-0.5], SEARCH_MAX=[0.5,0.5,0.5], GRID_SIZE=13, TRAJECTORY_MODE=grid, LATERAL_SPAN=0.6, VERTICAL_SPAN=0.36, BASE_DISTANCE=1, DISTANCE_SPAN=0.18, ORBIT_RADIUS=1.3, ORBIT_RADIUS_SPAN=0, ORBIT_ANGLE_SPAN_DEG=360.0, ORBIT_START_ANGLE_DEG=0.0, ORBIT_VERTICAL_SPAN=0.0, ORIENTATION_MODE=fixed, FIXED_VIEW_DIRECTION=[0,1,0], SCAN_CENTER=[0.0,0.0,0.0], NUM_ITERATIONS=10000, HISTORY_INTERVAL=1000, MAX_SOURCES_TO_REPORT=1, MIN_SOURCE_DISTANCE=0.08, ACTIVITY_MAX_RELATIVE_DROP=0.5, PRINT_GENERATED_COUNTS_TABLE=False, UPDATE_FRAME_MAX_VOXELS=1000, GIF_FPS=1.0, AXIS_LIMITS_3D=[[-1,1],[-1,1],[-1,1]] | 1.0 | 1000.0 | 100.0 | 1.0 | 0.08 | 2026-05-04 | 1000.0 | 1000.0 | 1.0 | 2026-05-04 | 10.0 | 60.0 | -25.0 | 14.34551690000012 | 0.18 | -0.2 | 0.2 | 0.08333333333333326 | -0.5 | 0.16666666666666663 | 9.247852392938938 | 0.31694724412046177 | 0.31694724412046177 | 14 | 0.0866149122147988 | 0.06155395104206462 | 0.20693887638513964 | 0.21582960524987008 | 0.34265788219043236
11 | background_1000_source_strenght_1000_different_angles | reconstruction_method=mlem, SEED=11, NUM_MEASUREMENTS=50, TRUE_SOURCE_SPECS=[{"position":[0.18,-0.2,0.2],"relative_strength":1.0}], NUM_CHANNELS=16, DIODE_PITCH=0.006, SEARCH_MIN=[-0.5,-0.5,-0.5], SEARCH_MAX=[0.5,0.5,0.5], GRID_SIZE=13, TRAJECTORY_MODE=grid, LATERAL_SPAN=0.6, VERTICAL_SPAN=0.36, BASE_DISTANCE=1, DISTANCE_SPAN=0.18, ORBIT_RADIUS=1.3, ORBIT_RADIUS_SPAN=0, ORBIT_ANGLE_SPAN_DEG=360.0, ORBIT_START_ANGLE_DEG=0.0, ORBIT_VERTICAL_SPAN=0.0, ORIENTATION_MODE=fixed, FIXED_VIEW_DIRECTION=[0,1,0], SCAN_CENTER=[0.0,0.0,0.0], NUM_ITERATIONS=10000, HISTORY_INTERVAL=1000, MAX_SOURCES_TO_REPORT=1, MIN_SOURCE_DISTANCE=0.08, ACTIVITY_MAX_RELATIVE_DROP=0.5, PRINT_GENERATED_COUNTS_TABLE=False, UPDATE_FRAME_MAX_VOXELS=1000, GIF_FPS=1.0, AXIS_LIMITS_3D=[[-1,1],[-1,1],[-1,1]] | 1.0 | 1000.0 | 100.0 | 1.0 | 0.08 | 2026-05-04 | 1000.0 | 1000.0 | 1.0 | 2026-05-04 | 10.0 | 60.0 | -45.0 | 14.111376500000006 | 0.18 | -0.2 | 0.2 | 0.16666666666666663 | -0.25 | 0.25 | 6.995044858567193 | 0.071956777149743 | 0.071956777149743 | 48 | 0.2594595585604049 | 0.0489897948556636 | 0.165181861542281 | 0.1570662044379497 | 0.24761552788906385
12 | background_1000_source_strenght_1000_different_angles | reconstruction_method=mlem, SEED=11, NUM_MEASUREMENTS=50, TRUE_SOURCE_SPECS=[{"position":[0.18,-0.2,0.2],"relative_strength":1.0}], NUM_CHANNELS=16, DIODE_PITCH=0.006, SEARCH_MIN=[-0.5,-0.5,-0.5], SEARCH_MAX=[0.5,0.5,0.5], GRID_SIZE=13, TRAJECTORY_MODE=grid, LATERAL_SPAN=0.6, VERTICAL_SPAN=0.36, BASE_DISTANCE=1, DISTANCE_SPAN=0.18, ORBIT_RADIUS=1.3, ORBIT_RADIUS_SPAN=0, ORBIT_ANGLE_SPAN_DEG=360.0, ORBIT_START_ANGLE_DEG=0.0, ORBIT_VERTICAL_SPAN=0.0, ORIENTATION_MODE=fixed, FIXED_VIEW_DIRECTION=[0,1,0], SCAN_CENTER=[0.0,0.0,0.0], NUM_ITERATIONS=10000, HISTORY_INTERVAL=1000, MAX_SOURCES_TO_REPORT=1, MIN_SOURCE_DISTANCE=0.08, ACTIVITY_MAX_RELATIVE_DROP=0.5, PRINT_GENERATED_COUNTS_TABLE=False, UPDATE_FRAME_MAX_VOXELS=1000, GIF_FPS=1.0, AXIS_LIMITS_3D=[[-1,1],[-1,1],[-1,1]] | 1.0 | 1000.0 | 100.0 | 1.0 | 0.08 | 2026-05-04 | 1000.0 | 1000.0 | 1.0 | 2026-05-04 | 10.0 | 60.0 | -60.0 | 14.86712569999986 | 0.18 | -0.2 | 0.2 | 0.16666666666666663 | -0.25 | 0.16666666666666663 | 9.579538540787397 | 0.061553951042064646 | 0.061553951042064646 | 32 | 0.2515571509261175 | 0.0489897948556636 | 0.1285474280324332 | 0.12198725352568607 | 0.16769382370292363
13 | background_1000_source_strenght_2000_different_angles | reconstruction_method=mlem, SEED=11, NUM_MEASUREMENTS=50, TRUE_SOURCE_SPECS=[{"position":[0.18,-0.2,0.2],"relative_strength":1.0}], NUM_CHANNELS=16, DIODE_PITCH=0.006, SEARCH_MIN=[-0.5,-0.5,-0.5], SEARCH_MAX=[0.5,0.5,0.5], GRID_SIZE=13, TRAJECTORY_MODE=grid, LATERAL_SPAN=0.6, VERTICAL_SPAN=0.36, BASE_DISTANCE=1, DISTANCE_SPAN=0.18, ORBIT_RADIUS=1.3, ORBIT_RADIUS_SPAN=0, ORBIT_ANGLE_SPAN_DEG=360.0, ORBIT_START_ANGLE_DEG=0.0, ORBIT_VERTICAL_SPAN=0.0, ORIENTATION_MODE=fixed, FIXED_VIEW_DIRECTION=[0,1,0], SCAN_CENTER=[0.0,0.0,0.0], NUM_ITERATIONS=10000, HISTORY_INTERVAL=1000, MAX_SOURCES_TO_REPORT=1, MIN_SOURCE_DISTANCE=0.08, ACTIVITY_MAX_RELATIVE_DROP=0.5, PRINT_GENERATED_COUNTS_TABLE=False, UPDATE_FRAME_MAX_VOXELS=1000, GIF_FPS=1.0, AXIS_LIMITS_3D=[[-1,1],[-1,1],[-1,1]] | 1.0 | 1000.0 | 100.0 | 1.0 | 0.08 | 2026-05-04 | 2000.0 | 1000.0 | 1.0 | 2026-05-04 | 10.0 | 45.0 | -25.0 | 14.217767500000036 | 0.18 | -0.2 | 0.2 | 0.08333333333333326 | -0.5 | 0.16666666666666663 | 21.193062787520635 | 0.31694724412046177 | 0.31694724412046177 | 9 | 0.08231370757509561 | 0.13808210118138659 | 0.2953244302637606 | 0.3008640843078737 | 0.35964778390358504
14 | background_1000_source_strenght_2000_different_angles | reconstruction_method=mlem, SEED=11, NUM_MEASUREMENTS=50, TRUE_SOURCE_SPECS=[{"position":[0.18,-0.2,0.2],"relative_strength":1.0}], NUM_CHANNELS=16, DIODE_PITCH=0.006, SEARCH_MIN=[-0.5,-0.5,-0.5], SEARCH_MAX=[0.5,0.5,0.5], GRID_SIZE=13, TRAJECTORY_MODE=grid, LATERAL_SPAN=0.6, VERTICAL_SPAN=0.36, BASE_DISTANCE=1, DISTANCE_SPAN=0.18, ORBIT_RADIUS=1.3, ORBIT_RADIUS_SPAN=0, ORBIT_ANGLE_SPAN_DEG=360.0, ORBIT_START_ANGLE_DEG=0.0, ORBIT_VERTICAL_SPAN=0.0, ORIENTATION_MODE=fixed, FIXED_VIEW_DIRECTION=[0,1,0], SCAN_CENTER=[0.0,0.0,0.0], NUM_ITERATIONS=10000, HISTORY_INTERVAL=1000, MAX_SOURCES_TO_REPORT=1, MIN_SOURCE_DISTANCE=0.08, ACTIVITY_MAX_RELATIVE_DROP=0.5, PRINT_GENERATED_COUNTS_TABLE=False, UPDATE_FRAME_MAX_VOXELS=1000, GIF_FPS=1.0, AXIS_LIMITS_3D=[[-1,1],[-1,1],[-1,1]] | 1.0 | 1000.0 | 100.0 | 1.0 | 0.08 | 2026-05-04 | 2000.0 | 1000.0 | 1.0 | 2026-05-04 | 10.0 | 45.0 | -45.0 | 14.296574800000144 | 0.18 | -0.2 | 0.2 | 0.16666666666666663 | -0.33333333333333337 | 0.16666666666666663 | 16.34458341348844 | 0.13808210118138659 | 0.13808210118138659 | 35 | 0.2541354849512112 | 0.0489897948556636 | 0.16353082178127026 | 0.15705612829432988 | 0.27986084250745874
15 | background_1000_source_strenght_2000_different_angles | reconstruction_method=mlem, SEED=11, NUM_MEASUREMENTS=50, TRUE_SOURCE_SPECS=[{"position":[0.18,-0.2,0.2],"relative_strength":1.0}], NUM_CHANNELS=16, DIODE_PITCH=0.006, SEARCH_MIN=[-0.5,-0.5,-0.5], SEARCH_MAX=[0.5,0.5,0.5], GRID_SIZE=13, TRAJECTORY_MODE=grid, LATERAL_SPAN=0.6, VERTICAL_SPAN=0.36, BASE_DISTANCE=1, DISTANCE_SPAN=0.18, ORBIT_RADIUS=1.3, ORBIT_RADIUS_SPAN=0, ORBIT_ANGLE_SPAN_DEG=360.0, ORBIT_START_ANGLE_DEG=0.0, ORBIT_VERTICAL_SPAN=0.0, ORIENTATION_MODE=fixed, FIXED_VIEW_DIRECTION=[0,1,0], SCAN_CENTER=[0.0,0.0,0.0], NUM_ITERATIONS=10000, HISTORY_INTERVAL=1000, MAX_SOURCES_TO_REPORT=1, MIN_SOURCE_DISTANCE=0.08, ACTIVITY_MAX_RELATIVE_DROP=0.5, PRINT_GENERATED_COUNTS_TABLE=False, UPDATE_FRAME_MAX_VOXELS=1000, GIF_FPS=1.0, AXIS_LIMITS_3D=[[-1,1],[-1,1],[-1,1]] | 1.0 | 1000.0 | 100.0 | 1.0 | 0.08 | 2026-05-04 | 2000.0 | 1000.0 | 1.0 | 2026-05-04 | 10.0 | 45.0 | -60.0 | 13.968395399999963 | 0.18 | -0.2 | 0.2 | 0.25 | -0.25 | 0.16666666666666663 | 25.18430544299094 | 0.092255683353987 | 0.092255683353987 | 23 | 0.2668366062654236 | 0.0489897948556636 | 0.12149321433466946 | 0.1138889498630014 | 0.1646882576938083
16 | background_1000_source_strenght_2000_different_angles | reconstruction_method=mlem, SEED=11, NUM_MEASUREMENTS=50, TRUE_SOURCE_SPECS=[{"position":[0.18,-0.2,0.2],"relative_strength":1.0}], NUM_CHANNELS=16, DIODE_PITCH=0.006, SEARCH_MIN=[-0.5,-0.5,-0.5], SEARCH_MAX=[0.5,0.5,0.5], GRID_SIZE=13, TRAJECTORY_MODE=grid, LATERAL_SPAN=0.6, VERTICAL_SPAN=0.36, BASE_DISTANCE=1, DISTANCE_SPAN=0.18, ORBIT_RADIUS=1.3, ORBIT_RADIUS_SPAN=0, ORBIT_ANGLE_SPAN_DEG=360.0, ORBIT_START_ANGLE_DEG=0.0, ORBIT_VERTICAL_SPAN=0.0, ORIENTATION_MODE=fixed, FIXED_VIEW_DIRECTION=[0,1,0], SCAN_CENTER=[0.0,0.0,0.0], NUM_ITERATIONS=10000, HISTORY_INTERVAL=1000, MAX_SOURCES_TO_REPORT=1, MIN_SOURCE_DISTANCE=0.08, ACTIVITY_MAX_RELATIVE_DROP=0.5, PRINT_GENERATED_COUNTS_TABLE=False, UPDATE_FRAME_MAX_VOXELS=1000, GIF_FPS=1.0, AXIS_LIMITS_3D=[[-1,1],[-1,1],[-1,1]] | 1.0 | 1000.0 | 100.0 | 1.0 | 0.08 | 2026-05-04 | 2000.0 | 1000.0 | 1.0 | 2026-05-04 | 10.0 | 60.0 | -25.0 | 13.971699700000045 | 0.18 | -0.2 | 0.2 | 0.08333333333333326 | -0.5 | 0.16666666666666663 | 17.009297578391767 | 0.31694724412046177 | 0.31694724412046177 | 31 | 0.1952549936730115 | 0.0489897948556636 | 0.16155417115104456 | 0.16102744759067456 | 0.24644133852366035
17 | background_1000_source_strenght_2000_different_angles | reconstruction_method=mlem, SEED=11, NUM_MEASUREMENTS=50, TRUE_SOURCE_SPECS=[{"position":[0.18,-0.2,0.2],"relative_strength":1.0}], NUM_CHANNELS=16, DIODE_PITCH=0.006, SEARCH_MIN=[-0.5,-0.5,-0.5], SEARCH_MAX=[0.5,0.5,0.5], GRID_SIZE=13, TRAJECTORY_MODE=grid, LATERAL_SPAN=0.6, VERTICAL_SPAN=0.36, BASE_DISTANCE=1, DISTANCE_SPAN=0.18, ORBIT_RADIUS=1.3, ORBIT_RADIUS_SPAN=0, ORBIT_ANGLE_SPAN_DEG=360.0, ORBIT_START_ANGLE_DEG=0.0, ORBIT_VERTICAL_SPAN=0.0, ORIENTATION_MODE=fixed, FIXED_VIEW_DIRECTION=[0,1,0], SCAN_CENTER=[0.0,0.0,0.0], NUM_ITERATIONS=10000, HISTORY_INTERVAL=1000, MAX_SOURCES_TO_REPORT=1, MIN_SOURCE_DISTANCE=0.08, ACTIVITY_MAX_RELATIVE_DROP=0.5, PRINT_GENERATED_COUNTS_TABLE=False, UPDATE_FRAME_MAX_VOXELS=1000, GIF_FPS=1.0, AXIS_LIMITS_3D=[[-1,1],[-1,1],[-1,1]] | 1.0 | 1000.0 | 100.0 | 1.0 | 0.08 | 2026-05-04 | 2000.0 | 1000.0 | 1.0 | 2026-05-04 | 10.0 | 60.0 | -45.0 | 14.24274719999994 | 0.18 | -0.2 | 0.2 | 0.16666666666666663 | -0.25 | 0.25 | 20.841183137238126 | 0.071956777149743 | 0.071956777149743 | 29 | 0.2499067064222276 | 0.0489897948556636 | 0.13416092139649263 | 0.12624216504407182 | 0.20881188672584694
18 | background_1000_source_strenght_2000_different_angles | reconstruction_method=mlem, SEED=11, NUM_MEASUREMENTS=50, TRUE_SOURCE_SPECS=[{"position":[0.18,-0.2,0.2],"relative_strength":1.0}], NUM_CHANNELS=16, DIODE_PITCH=0.006, SEARCH_MIN=[-0.5,-0.5,-0.5], SEARCH_MAX=[0.5,0.5,0.5], GRID_SIZE=13, TRAJECTORY_MODE=grid, LATERAL_SPAN=0.6, VERTICAL_SPAN=0.36, BASE_DISTANCE=1, DISTANCE_SPAN=0.18, ORBIT_RADIUS=1.3, ORBIT_RADIUS_SPAN=0, ORBIT_ANGLE_SPAN_DEG=360.0, ORBIT_START_ANGLE_DEG=0.0, ORBIT_VERTICAL_SPAN=0.0, ORIENTATION_MODE=fixed, FIXED_VIEW_DIRECTION=[0,1,0], SCAN_CENTER=[0.0,0.0,0.0], NUM_ITERATIONS=10000, HISTORY_INTERVAL=1000, MAX_SOURCES_TO_REPORT=1, MIN_SOURCE_DISTANCE=0.08, ACTIVITY_MAX_RELATIVE_DROP=0.5, PRINT_GENERATED_COUNTS_TABLE=False, UPDATE_FRAME_MAX_VOXELS=1000, GIF_FPS=1.0, AXIS_LIMITS_3D=[[-1,1],[-1,1],[-1,1]] | 1.0 | 1000.0 | 100.0 | 1.0 | 0.08 | 2026-05-04 | 2000.0 | 1000.0 | 1.0 | 2026-05-04 | 10.0 | 60.0 | -60.0 | 14.340868 | 0.18 | -0.2 | 0.2 | 0.16666666666666663 | -0.25 | 0.16666666666666663 | 29.203537171054855 | 0.061553951042064646 | 0.061553951042064646 | 20 | 0.2611975113456224 | 0.0489897948556636 | 0.109851695940312 | 0.10454682588906214 | 0.1458805364992991
19 | background_1000_source_strenght_5000_different_angles | reconstruction_method=mlem, SEED=11, NUM_MEASUREMENTS=50, TRUE_SOURCE_SPECS=[{"position":[0.18,-0.2,0.2],"relative_strength":1.0}], NUM_CHANNELS=16, DIODE_PITCH=0.006, SEARCH_MIN=[-0.5,-0.5,-0.5], SEARCH_MAX=[0.5,0.5,0.5], GRID_SIZE=13, TRAJECTORY_MODE=grid, LATERAL_SPAN=0.6, VERTICAL_SPAN=0.36, BASE_DISTANCE=1, DISTANCE_SPAN=0.18, ORBIT_RADIUS=1.3, ORBIT_RADIUS_SPAN=0, ORBIT_ANGLE_SPAN_DEG=360.0, ORBIT_START_ANGLE_DEG=0.0, ORBIT_VERTICAL_SPAN=0.0, ORIENTATION_MODE=fixed, FIXED_VIEW_DIRECTION=[0,1,0], SCAN_CENTER=[0.0,0.0,0.0], NUM_ITERATIONS=10000, HISTORY_INTERVAL=1000, MAX_SOURCES_TO_REPORT=1, MIN_SOURCE_DISTANCE=0.08, ACTIVITY_MAX_RELATIVE_DROP=0.5, PRINT_GENERATED_COUNTS_TABLE=False, UPDATE_FRAME_MAX_VOXELS=1000, GIF_FPS=1.0, AXIS_LIMITS_3D=[[-1,1],[-1,1],[-1,1]] | 1.0 | 1000.0 | 100.0 | 1.0 | 0.08 | 2026-05-04 | 5000.0 | 1000.0 | 1.0 | 2026-05-04 | 10.0 | 45.0 | -25.0 | 14.27850189999981 | 0.18 | -0.2 | 0.2 | 0.08333333333333326 | -0.5 | 0.16666666666666663 | 56.29421564903974 | 0.31694724412046177 | 0.31694724412046177 | 7 | 0.07278327010585951 | 0.13808210118138659 | 0.28463157318446203 | 0.2921920755117997 | 0.37485148542632696
20 | background_1000_source_strenght_5000_different_angles | reconstruction_method=mlem, SEED=11, NUM_MEASUREMENTS=50, TRUE_SOURCE_SPECS=[{"position":[0.18,-0.2,0.2],"relative_strength":1.0}], NUM_CHANNELS=16, DIODE_PITCH=0.006, SEARCH_MIN=[-0.5,-0.5,-0.5], SEARCH_MAX=[0.5,0.5,0.5], GRID_SIZE=13, TRAJECTORY_MODE=grid, LATERAL_SPAN=0.6, VERTICAL_SPAN=0.36, BASE_DISTANCE=1, DISTANCE_SPAN=0.18, ORBIT_RADIUS=1.3, ORBIT_RADIUS_SPAN=0, ORBIT_ANGLE_SPAN_DEG=360.0, ORBIT_START_ANGLE_DEG=0.0, ORBIT_VERTICAL_SPAN=0.0, ORIENTATION_MODE=fixed, FIXED_VIEW_DIRECTION=[0,1,0], SCAN_CENTER=[0.0,0.0,0.0], NUM_ITERATIONS=10000, HISTORY_INTERVAL=1000, MAX_SOURCES_TO_REPORT=1, MIN_SOURCE_DISTANCE=0.08, ACTIVITY_MAX_RELATIVE_DROP=0.5, PRINT_GENERATED_COUNTS_TABLE=False, UPDATE_FRAME_MAX_VOXELS=1000, GIF_FPS=1.0, AXIS_LIMITS_3D=[[-1,1],[-1,1],[-1,1]] | 1.0 | 1000.0 | 100.0 | 1.0 | 0.08 | 2026-05-04 | 5000.0 | 1000.0 | 1.0 | 2026-05-04 | 10.0 | 45.0 | -45.0 | 14.274734999999964 | 0.18 | -0.2 | 0.2 | 0.16666666666666663 | -0.25 | 0.16666666666666663 | 57.45076487088864 | 0.061553951042064646 | 0.061553951042064646 | 26 | 0.27054484746838264 | 0.0489897948556636 | 0.14153296236943053 | 0.1331828681758849 | 0.21866814801891377
21 | background_1000_source_strenght_5000_different_angles | reconstruction_method=mlem, SEED=11, NUM_MEASUREMENTS=50, TRUE_SOURCE_SPECS=[{"position":[0.18,-0.2,0.2],"relative_strength":1.0}], NUM_CHANNELS=16, DIODE_PITCH=0.006, SEARCH_MIN=[-0.5,-0.5,-0.5], SEARCH_MAX=[0.5,0.5,0.5], GRID_SIZE=13, TRAJECTORY_MODE=grid, LATERAL_SPAN=0.6, VERTICAL_SPAN=0.36, BASE_DISTANCE=1, DISTANCE_SPAN=0.18, ORBIT_RADIUS=1.3, ORBIT_RADIUS_SPAN=0, ORBIT_ANGLE_SPAN_DEG=360.0, ORBIT_START_ANGLE_DEG=0.0, ORBIT_VERTICAL_SPAN=0.0, ORIENTATION_MODE=fixed, FIXED_VIEW_DIRECTION=[0,1,0], SCAN_CENTER=[0.0,0.0,0.0], NUM_ITERATIONS=10000, HISTORY_INTERVAL=1000, MAX_SOURCES_TO_REPORT=1, MIN_SOURCE_DISTANCE=0.08, ACTIVITY_MAX_RELATIVE_DROP=0.5, PRINT_GENERATED_COUNTS_TABLE=False, UPDATE_FRAME_MAX_VOXELS=1000, GIF_FPS=1.0, AXIS_LIMITS_3D=[[-1,1],[-1,1],[-1,1]] | 1.0 | 1000.0 | 100.0 | 1.0 | 0.08 | 2026-05-04 | 5000.0 | 1000.0 | 1.0 | 2026-05-04 | 10.0 | 45.0 | -60.0 | 14.178240200000118 | 0.18 | -0.2 | 0.2 | 0.16666666666666663 | -0.25 | 0.16666666666666663 | 97.32048421965115 | 0.061553951042064646 | 0.061553951042064646 | 14 | 0.2781712948504222 | 0.0489897948556636 | 0.10094603403996404 | 0.09623387191574427 | 0.14289109991182417
22 | background_1000_source_strenght_5000_different_angles | reconstruction_method=mlem, SEED=11, NUM_MEASUREMENTS=50, TRUE_SOURCE_SPECS=[{"position":[0.18,-0.2,0.2],"relative_strength":1.0}], NUM_CHANNELS=16, DIODE_PITCH=0.006, SEARCH_MIN=[-0.5,-0.5,-0.5], SEARCH_MAX=[0.5,0.5,0.5], GRID_SIZE=13, TRAJECTORY_MODE=grid, LATERAL_SPAN=0.6, VERTICAL_SPAN=0.36, BASE_DISTANCE=1, DISTANCE_SPAN=0.18, ORBIT_RADIUS=1.3, ORBIT_RADIUS_SPAN=0, ORBIT_ANGLE_SPAN_DEG=360.0, ORBIT_START_ANGLE_DEG=0.0, ORBIT_VERTICAL_SPAN=0.0, ORIENTATION_MODE=fixed, FIXED_VIEW_DIRECTION=[0,1,0], SCAN_CENTER=[0.0,0.0,0.0], NUM_ITERATIONS=10000, HISTORY_INTERVAL=1000, MAX_SOURCES_TO_REPORT=1, MIN_SOURCE_DISTANCE=0.08, ACTIVITY_MAX_RELATIVE_DROP=0.5, PRINT_GENERATED_COUNTS_TABLE=False, UPDATE_FRAME_MAX_VOXELS=1000, GIF_FPS=1.0, AXIS_LIMITS_3D=[[-1,1],[-1,1],[-1,1]] | 1.0 | 1000.0 | 100.0 | 1.0 | 0.08 | 2026-05-04 | 5000.0 | 1000.0 | 1.0 | 2026-05-04 | 10.0 | 60.0 | -25.0 | 14.245241599999872 | 0.18 | -0.2 | 0.2 | 0.16666666666666663 | -0.25 | 0.25 | 48.00728512832184 | 0.071956777149743 | 0.071956777149743 | 32 | 0.2631180998891768 | 0.0489897948556636 | 0.15252258321054873 | 0.14668620739081967 | 0.2375867624595025
23 | background_1000_source_strenght_5000_different_angles | reconstruction_method=mlem, SEED=11, NUM_MEASUREMENTS=50, TRUE_SOURCE_SPECS=[{"position":[0.18,-0.2,0.2],"relative_strength":1.0}], NUM_CHANNELS=16, DIODE_PITCH=0.006, SEARCH_MIN=[-0.5,-0.5,-0.5], SEARCH_MAX=[0.5,0.5,0.5], GRID_SIZE=13, TRAJECTORY_MODE=grid, LATERAL_SPAN=0.6, VERTICAL_SPAN=0.36, BASE_DISTANCE=1, DISTANCE_SPAN=0.18, ORBIT_RADIUS=1.3, ORBIT_RADIUS_SPAN=0, ORBIT_ANGLE_SPAN_DEG=360.0, ORBIT_START_ANGLE_DEG=0.0, ORBIT_VERTICAL_SPAN=0.0, ORIENTATION_MODE=fixed, FIXED_VIEW_DIRECTION=[0,1,0], SCAN_CENTER=[0.0,0.0,0.0], NUM_ITERATIONS=10000, HISTORY_INTERVAL=1000, MAX_SOURCES_TO_REPORT=1, MIN_SOURCE_DISTANCE=0.08, ACTIVITY_MAX_RELATIVE_DROP=0.5, PRINT_GENERATED_COUNTS_TABLE=False, UPDATE_FRAME_MAX_VOXELS=1000, GIF_FPS=1.0, AXIS_LIMITS_3D=[[-1,1],[-1,1],[-1,1]] | 1.0 | 1000.0 | 100.0 | 1.0 | 0.08 | 2026-05-04 | 5000.0 | 1000.0 | 1.0 | 2026-05-04 | 10.0 | 60.0 | -45.0 | 14.986455699999851 | 0.18 | -0.2 | 0.2 | 0.16666666666666663 | -0.16666666666666669 | 0.25 | 77.81682667498144 | 0.06155395104206462 | 0.06155395104206462 | 23 | 0.2918062578777168 | 0.0489897948556636 | 0.12127665698362358 | 0.11422999656555925 | 0.1663318149021029
24 | background_1000_source_strenght_5000_different_angles | reconstruction_method=mlem, SEED=11, NUM_MEASUREMENTS=50, TRUE_SOURCE_SPECS=[{"position":[0.18,-0.2,0.2],"relative_strength":1.0}], NUM_CHANNELS=16, DIODE_PITCH=0.006, SEARCH_MIN=[-0.5,-0.5,-0.5], SEARCH_MAX=[0.5,0.5,0.5], GRID_SIZE=13, TRAJECTORY_MODE=grid, LATERAL_SPAN=0.6, VERTICAL_SPAN=0.36, BASE_DISTANCE=1, DISTANCE_SPAN=0.18, ORBIT_RADIUS=1.3, ORBIT_RADIUS_SPAN=0, ORBIT_ANGLE_SPAN_DEG=360.0, ORBIT_START_ANGLE_DEG=0.0, ORBIT_VERTICAL_SPAN=0.0, ORIENTATION_MODE=fixed, FIXED_VIEW_DIRECTION=[0,1,0], SCAN_CENTER=[0.0,0.0,0.0], NUM_ITERATIONS=10000, HISTORY_INTERVAL=1000, MAX_SOURCES_TO_REPORT=1, MIN_SOURCE_DISTANCE=0.08, ACTIVITY_MAX_RELATIVE_DROP=0.5, PRINT_GENERATED_COUNTS_TABLE=False, UPDATE_FRAME_MAX_VOXELS=1000, GIF_FPS=1.0, AXIS_LIMITS_3D=[[-1,1],[-1,1],[-1,1]] | 1.0 | 1000.0 | 100.0 | 1.0 | 0.08 | 2026-05-04 | 5000.0 | 1000.0 | 1.0 | 2026-05-04 | 10.0 | 60.0 | -60.0 | 15.779301300000043 | 0.18 | -0.2 | 0.2 | 0.16666666666666663 | -0.25 | 0.16666666666666663 | 106.69998223454745 | 0.061553951042064646 | 0.061553951042064646 | 18 | 0.34182710024863827 | 0.0489897948556636 | 0.10524794591868979 | 0.09967730425465603 | 0.14154116962775437
25 | background_5000_source_strenght_1000_different_angles | reconstruction_method=mlem, SEED=11, NUM_MEASUREMENTS=50, TRUE_SOURCE_SPECS=[{"position":[0.18,-0.2,0.2],"relative_strength":1.0}], NUM_CHANNELS=16, DIODE_PITCH=0.006, SEARCH_MIN=[-0.5,-0.5,-0.5], SEARCH_MAX=[0.5,0.5,0.5], GRID_SIZE=13, TRAJECTORY_MODE=grid, LATERAL_SPAN=0.6, VERTICAL_SPAN=0.36, BASE_DISTANCE=1, DISTANCE_SPAN=0.18, ORBIT_RADIUS=1.3, ORBIT_RADIUS_SPAN=0, ORBIT_ANGLE_SPAN_DEG=360.0, ORBIT_START_ANGLE_DEG=0.0, ORBIT_VERTICAL_SPAN=0.0, ORIENTATION_MODE=fixed, FIXED_VIEW_DIRECTION=[0,1,0], SCAN_CENTER=[0.0,0.0,0.0], NUM_ITERATIONS=10000, HISTORY_INTERVAL=1000, MAX_SOURCES_TO_REPORT=1, MIN_SOURCE_DISTANCE=0.08, ACTIVITY_MAX_RELATIVE_DROP=0.5, PRINT_GENERATED_COUNTS_TABLE=False, UPDATE_FRAME_MAX_VOXELS=1000, GIF_FPS=1.0, AXIS_LIMITS_3D=[[-1,1],[-1,1],[-1,1]] | 1.0 | 5000.0 | 300.0 | 1.0 | 0.08 | 2026-05-04 | 1000.0 | 5000.0 | 1.0 | 2026-05-04 | 10.0 | 45.0 | -25.0 | 14.322627400000101 | 0.18 | -0.2 | 0.2 | 0.16666666666666663 | -0.5 | 0.08333333333333326 | 6.729792239650805 | 0.32216282977539307 | 0.32216282977539307 | 13 | 0.06998674504745042 | 0.2196208854670551 | 0.3053570493204224 | 0.30698314924870496 | 0.35245134997013144
26 | background_5000_source_strenght_1000_different_angles | reconstruction_method=mlem, SEED=11, NUM_MEASUREMENTS=50, TRUE_SOURCE_SPECS=[{"position":[0.18,-0.2,0.2],"relative_strength":1.0}], NUM_CHANNELS=16, DIODE_PITCH=0.006, SEARCH_MIN=[-0.5,-0.5,-0.5], SEARCH_MAX=[0.5,0.5,0.5], GRID_SIZE=13, TRAJECTORY_MODE=grid, LATERAL_SPAN=0.6, VERTICAL_SPAN=0.36, BASE_DISTANCE=1, DISTANCE_SPAN=0.18, ORBIT_RADIUS=1.3, ORBIT_RADIUS_SPAN=0, ORBIT_ANGLE_SPAN_DEG=360.0, ORBIT_START_ANGLE_DEG=0.0, ORBIT_VERTICAL_SPAN=0.0, ORIENTATION_MODE=fixed, FIXED_VIEW_DIRECTION=[0,1,0], SCAN_CENTER=[0.0,0.0,0.0], NUM_ITERATIONS=10000, HISTORY_INTERVAL=1000, MAX_SOURCES_TO_REPORT=1, MIN_SOURCE_DISTANCE=0.08, ACTIVITY_MAX_RELATIVE_DROP=0.5, PRINT_GENERATED_COUNTS_TABLE=False, UPDATE_FRAME_MAX_VOXELS=1000, GIF_FPS=1.0, AXIS_LIMITS_3D=[[-1,1],[-1,1],[-1,1]] | 1.0 | 5000.0 | 300.0 | 1.0 | 0.08 | 2026-05-04 | 1000.0 | 5000.0 | 1.0 | 2026-05-04 | 10.0 | 45.0 | -45.0 | 17.189591500000006 | 0.18 | -0.2 | 0.2 | 0.16666666666666663 | -0.5 | 0.08333333333333326 | 5.2522832808180535 | 0.32216282977539307 | 0.32216282977539307 | 18 | 0.07202846333413158 | 0.13808210118138659 | 0.2756448080987114 | 0.28035272400832895 | 0.3454482348909013
27 | background_5000_source_strenght_1000_different_angles | reconstruction_method=mlem, SEED=11, NUM_MEASUREMENTS=50, TRUE_SOURCE_SPECS=[{"position":[0.18,-0.2,0.2],"relative_strength":1.0}], NUM_CHANNELS=16, DIODE_PITCH=0.006, SEARCH_MIN=[-0.5,-0.5,-0.5], SEARCH_MAX=[0.5,0.5,0.5], GRID_SIZE=13, TRAJECTORY_MODE=grid, LATERAL_SPAN=0.6, VERTICAL_SPAN=0.36, BASE_DISTANCE=1, DISTANCE_SPAN=0.18, ORBIT_RADIUS=1.3, ORBIT_RADIUS_SPAN=0, ORBIT_ANGLE_SPAN_DEG=360.0, ORBIT_START_ANGLE_DEG=0.0, ORBIT_VERTICAL_SPAN=0.0, ORIENTATION_MODE=fixed, FIXED_VIEW_DIRECTION=[0,1,0], SCAN_CENTER=[0.0,0.0,0.0], NUM_ITERATIONS=10000, HISTORY_INTERVAL=1000, MAX_SOURCES_TO_REPORT=1, MIN_SOURCE_DISTANCE=0.08, ACTIVITY_MAX_RELATIVE_DROP=0.5, PRINT_GENERATED_COUNTS_TABLE=False, UPDATE_FRAME_MAX_VOXELS=1000, GIF_FPS=1.0, AXIS_LIMITS_3D=[[-1,1],[-1,1],[-1,1]] | 1.0 | 5000.0 | 300.0 | 1.0 | 0.08 | 2026-05-04 | 1000.0 | 5000.0 | 1.0 | 2026-05-04 | 10.0 | 45.0 | -60.0 | 17.24074380000002 | 0.18 | -0.2 | 0.2 | -0.5 | -0.5 | -0.5 | 19.138055366337827 | 1.0209799214480173 | 1.0209799214480173 | 1 | 0.02048726296726852 | 1.0209799214480173 | 1.0209799214480173 | 1.0209799214480173 | 1.0209799214480173
28 | background_5000_source_strenght_1000_different_angles | reconstruction_method=mlem, SEED=11, NUM_MEASUREMENTS=50, TRUE_SOURCE_SPECS=[{"position":[0.18,-0.2,0.2],"relative_strength":1.0}], NUM_CHANNELS=16, DIODE_PITCH=0.006, SEARCH_MIN=[-0.5,-0.5,-0.5], SEARCH_MAX=[0.5,0.5,0.5], GRID_SIZE=13, TRAJECTORY_MODE=grid, LATERAL_SPAN=0.6, VERTICAL_SPAN=0.36, BASE_DISTANCE=1, DISTANCE_SPAN=0.18, ORBIT_RADIUS=1.3, ORBIT_RADIUS_SPAN=0, ORBIT_ANGLE_SPAN_DEG=360.0, ORBIT_START_ANGLE_DEG=0.0, ORBIT_VERTICAL_SPAN=0.0, ORIENTATION_MODE=fixed, FIXED_VIEW_DIRECTION=[0,1,0], SCAN_CENTER=[0.0,0.0,0.0], NUM_ITERATIONS=10000, HISTORY_INTERVAL=1000, MAX_SOURCES_TO_REPORT=1, MIN_SOURCE_DISTANCE=0.08, ACTIVITY_MAX_RELATIVE_DROP=0.5, PRINT_GENERATED_COUNTS_TABLE=False, UPDATE_FRAME_MAX_VOXELS=1000, GIF_FPS=1.0, AXIS_LIMITS_3D=[[-1,1],[-1,1],[-1,1]] | 1.0 | 5000.0 | 300.0 | 1.0 | 0.08 | 2026-05-04 | 1000.0 | 5000.0 | 1.0 | 2026-05-04 | 10.0 | 60.0 | -25.0 | 15.704720299999963 | 0.18 | -0.2 | 0.2 | 0.08333333333333326 | -0.5 | 0.16666666666666663 | 6.711362536928809 | 0.31694724412046177 | 0.31694724412046177 | 17 | 0.0781546950986386 | 0.2196208854670551 | 0.3318935412608835 | 0.3303758794640425 | 0.44052930741833085
29 | background_5000_source_strenght_1000_different_angles | reconstruction_method=mlem, SEED=11, NUM_MEASUREMENTS=50, TRUE_SOURCE_SPECS=[{"position":[0.18,-0.2,0.2],"relative_strength":1.0}], NUM_CHANNELS=16, DIODE_PITCH=0.006, SEARCH_MIN=[-0.5,-0.5,-0.5], SEARCH_MAX=[0.5,0.5,0.5], GRID_SIZE=13, TRAJECTORY_MODE=grid, LATERAL_SPAN=0.6, VERTICAL_SPAN=0.36, BASE_DISTANCE=1, DISTANCE_SPAN=0.18, ORBIT_RADIUS=1.3, ORBIT_RADIUS_SPAN=0, ORBIT_ANGLE_SPAN_DEG=360.0, ORBIT_START_ANGLE_DEG=0.0, ORBIT_VERTICAL_SPAN=0.0, ORIENTATION_MODE=fixed, FIXED_VIEW_DIRECTION=[0,1,0], SCAN_CENTER=[0.0,0.0,0.0], NUM_ITERATIONS=10000, HISTORY_INTERVAL=1000, MAX_SOURCES_TO_REPORT=1, MIN_SOURCE_DISTANCE=0.08, ACTIVITY_MAX_RELATIVE_DROP=0.5, PRINT_GENERATED_COUNTS_TABLE=False, UPDATE_FRAME_MAX_VOXELS=1000, GIF_FPS=1.0, AXIS_LIMITS_3D=[[-1,1],[-1,1],[-1,1]] | 1.0 | 5000.0 | 300.0 | 1.0 | 0.08 | 2026-05-04 | 1000.0 | 5000.0 | 1.0 | 2026-05-04 | 10.0 | 60.0 | -45.0 | 14.709618600000113 | 0.18 | -0.2 | 0.2 | 0.08333333333333326 | -0.5 | 0.16666666666666663 | 4.97467632944926 | 0.31694724412046177 | 0.31694724412046177 | 27 | 0.08872443116244216 | 0.061553951042064646 | 0.2533663101875123 | 0.26117508124166755 | 0.3563677952607055
30 | background_5000_source_strenght_1000_different_angles | reconstruction_method=mlem, SEED=11, NUM_MEASUREMENTS=50, TRUE_SOURCE_SPECS=[{"position":[0.18,-0.2,0.2],"relative_strength":1.0}], NUM_CHANNELS=16, DIODE_PITCH=0.006, SEARCH_MIN=[-0.5,-0.5,-0.5], SEARCH_MAX=[0.5,0.5,0.5], GRID_SIZE=13, TRAJECTORY_MODE=grid, LATERAL_SPAN=0.6, VERTICAL_SPAN=0.36, BASE_DISTANCE=1, DISTANCE_SPAN=0.18, ORBIT_RADIUS=1.3, ORBIT_RADIUS_SPAN=0, ORBIT_ANGLE_SPAN_DEG=360.0, ORBIT_START_ANGLE_DEG=0.0, ORBIT_VERTICAL_SPAN=0.0, ORIENTATION_MODE=fixed, FIXED_VIEW_DIRECTION=[0,1,0], SCAN_CENTER=[0.0,0.0,0.0], NUM_ITERATIONS=10000, HISTORY_INTERVAL=1000, MAX_SOURCES_TO_REPORT=1, MIN_SOURCE_DISTANCE=0.08, ACTIVITY_MAX_RELATIVE_DROP=0.5, PRINT_GENERATED_COUNTS_TABLE=False, UPDATE_FRAME_MAX_VOXELS=1000, GIF_FPS=1.0, AXIS_LIMITS_3D=[[-1,1],[-1,1],[-1,1]] | 1.0 | 5000.0 | 300.0 | 1.0 | 0.08 | 2026-05-04 | 1000.0 | 5000.0 | 1.0 | 2026-05-04 | 10.0 | 60.0 | -60.0 | 14.832207800000106 | 0.18 | -0.2 | 0.2 | 0.16666666666666663 | -0.5 | 0.08333333333333326 | 4.317993817283051 | 0.32216282977539307 | 0.32216282977539307 | 48 | 0.13127496002544964 | 0.0489897948556636 | 0.21403703415703226 | 0.22036460734647179 | 0.3435025018795381
31 | background_5000_source_strenght_2500_different_angles | reconstruction_method=mlem, SEED=11, NUM_MEASUREMENTS=50, TRUE_SOURCE_SPECS=[{"position":[0.18,-0.2,0.2],"relative_strength":1.0}], NUM_CHANNELS=16, DIODE_PITCH=0.006, SEARCH_MIN=[-0.5,-0.5,-0.5], SEARCH_MAX=[0.5,0.5,0.5], GRID_SIZE=13, TRAJECTORY_MODE=grid, LATERAL_SPAN=0.6, VERTICAL_SPAN=0.36, BASE_DISTANCE=1, DISTANCE_SPAN=0.18, ORBIT_RADIUS=1.3, ORBIT_RADIUS_SPAN=0, ORBIT_ANGLE_SPAN_DEG=360.0, ORBIT_START_ANGLE_DEG=0.0, ORBIT_VERTICAL_SPAN=0.0, ORIENTATION_MODE=fixed, FIXED_VIEW_DIRECTION=[0,1,0], SCAN_CENTER=[0.0,0.0,0.0], NUM_ITERATIONS=10000, HISTORY_INTERVAL=1000, MAX_SOURCES_TO_REPORT=1, MIN_SOURCE_DISTANCE=0.08, ACTIVITY_MAX_RELATIVE_DROP=0.5, PRINT_GENERATED_COUNTS_TABLE=False, UPDATE_FRAME_MAX_VOXELS=1000, GIF_FPS=1.0, AXIS_LIMITS_3D=[[-1,1],[-1,1],[-1,1]] | 1.0 | 5000.0 | 300.0 | 1.0 | 0.08 | 2026-05-04 | 2500.0 | 5000.0 | 1.0 | 2026-05-04 | 10.0 | 45.0 | -25.0 | 14.555786699999999 | 0.18 | -0.2 | 0.2 | 0.08333333333333326 | -0.5 | 0.16666666666666663 | 20.13230009020791 | 0.31694724412046177 | 0.31694724412046177 | 9 | 0.06449672247003481 | 0.2196208854670551 | 0.29239171163082545 | 0.29678030802286687 | 0.33074592047380946
32 | background_5000_source_strenght_2500_different_angles | reconstruction_method=mlem, SEED=11, NUM_MEASUREMENTS=50, TRUE_SOURCE_SPECS=[{"position":[0.18,-0.2,0.2],"relative_strength":1.0}], NUM_CHANNELS=16, DIODE_PITCH=0.006, SEARCH_MIN=[-0.5,-0.5,-0.5], SEARCH_MAX=[0.5,0.5,0.5], GRID_SIZE=13, TRAJECTORY_MODE=grid, LATERAL_SPAN=0.6, VERTICAL_SPAN=0.36, BASE_DISTANCE=1, DISTANCE_SPAN=0.18, ORBIT_RADIUS=1.3, ORBIT_RADIUS_SPAN=0, ORBIT_ANGLE_SPAN_DEG=360.0, ORBIT_START_ANGLE_DEG=0.0, ORBIT_VERTICAL_SPAN=0.0, ORIENTATION_MODE=fixed, FIXED_VIEW_DIRECTION=[0,1,0], SCAN_CENTER=[0.0,0.0,0.0], NUM_ITERATIONS=10000, HISTORY_INTERVAL=1000, MAX_SOURCES_TO_REPORT=1, MIN_SOURCE_DISTANCE=0.08, ACTIVITY_MAX_RELATIVE_DROP=0.5, PRINT_GENERATED_COUNTS_TABLE=False, UPDATE_FRAME_MAX_VOXELS=1000, GIF_FPS=1.0, AXIS_LIMITS_3D=[[-1,1],[-1,1],[-1,1]] | 1.0 | 5000.0 | 300.0 | 1.0 | 0.08 | 2026-05-04 | 2500.0 | 5000.0 | 1.0 | 2026-05-04 | 10.0 | 45.0 | -45.0 | 13.95963729999994 | 0.18 | -0.2 | 0.2 | 0.08333333333333326 | -0.5 | 0.16666666666666663 | 15.41355389397555 | 0.31694724412046177 | 0.31694724412046177 | 29 | 0.13560558238408632 | 0.0489897948556636 | 0.19502607554404355 | 0.2023342889907896 | 0.33074592047380946
33 | background_5000_source_strenght_2500_different_angles | reconstruction_method=mlem, SEED=11, NUM_MEASUREMENTS=50, TRUE_SOURCE_SPECS=[{"position":[0.18,-0.2,0.2],"relative_strength":1.0}], NUM_CHANNELS=16, DIODE_PITCH=0.006, SEARCH_MIN=[-0.5,-0.5,-0.5], SEARCH_MAX=[0.5,0.5,0.5], GRID_SIZE=13, TRAJECTORY_MODE=grid, LATERAL_SPAN=0.6, VERTICAL_SPAN=0.36, BASE_DISTANCE=1, DISTANCE_SPAN=0.18, ORBIT_RADIUS=1.3, ORBIT_RADIUS_SPAN=0, ORBIT_ANGLE_SPAN_DEG=360.0, ORBIT_START_ANGLE_DEG=0.0, ORBIT_VERTICAL_SPAN=0.0, ORIENTATION_MODE=fixed, FIXED_VIEW_DIRECTION=[0,1,0], SCAN_CENTER=[0.0,0.0,0.0], NUM_ITERATIONS=10000, HISTORY_INTERVAL=1000, MAX_SOURCES_TO_REPORT=1, MIN_SOURCE_DISTANCE=0.08, ACTIVITY_MAX_RELATIVE_DROP=0.5, PRINT_GENERATED_COUNTS_TABLE=False, UPDATE_FRAME_MAX_VOXELS=1000, GIF_FPS=1.0, AXIS_LIMITS_3D=[[-1,1],[-1,1],[-1,1]] | 1.0 | 5000.0 | 300.0 | 1.0 | 0.08 | 2026-05-04 | 2500.0 | 5000.0 | 1.0 | 2026-05-04 | 10.0 | 45.0 | -60.0 | 14.032028300000093 | 0.18 | -0.2 | 0.2 | 0.25 | -0.25 | 0.16666666666666663 | 13.903440017830714 | 0.092255683353987 | 0.092255683353987 | 55 | 0.24618226813325436 | 0.0489897948556636 | 0.16995702461975876 | 0.16291912937699127 | 0.2520822356293583
34 | background_5000_source_strenght_2500_different_angles | reconstruction_method=mlem, SEED=11, NUM_MEASUREMENTS=50, TRUE_SOURCE_SPECS=[{"position":[0.18,-0.2,0.2],"relative_strength":1.0}], NUM_CHANNELS=16, DIODE_PITCH=0.006, SEARCH_MIN=[-0.5,-0.5,-0.5], SEARCH_MAX=[0.5,0.5,0.5], GRID_SIZE=13, TRAJECTORY_MODE=grid, LATERAL_SPAN=0.6, VERTICAL_SPAN=0.36, BASE_DISTANCE=1, DISTANCE_SPAN=0.18, ORBIT_RADIUS=1.3, ORBIT_RADIUS_SPAN=0, ORBIT_ANGLE_SPAN_DEG=360.0, ORBIT_START_ANGLE_DEG=0.0, ORBIT_VERTICAL_SPAN=0.0, ORIENTATION_MODE=fixed, FIXED_VIEW_DIRECTION=[0,1,0], SCAN_CENTER=[0.0,0.0,0.0], NUM_ITERATIONS=10000, HISTORY_INTERVAL=1000, MAX_SOURCES_TO_REPORT=1, MIN_SOURCE_DISTANCE=0.08, ACTIVITY_MAX_RELATIVE_DROP=0.5, PRINT_GENERATED_COUNTS_TABLE=False, UPDATE_FRAME_MAX_VOXELS=1000, GIF_FPS=1.0, AXIS_LIMITS_3D=[[-1,1],[-1,1],[-1,1]] | 1.0 | 5000.0 | 300.0 | 1.0 | 0.08 | 2026-05-04 | 2500.0 | 5000.0 | 1.0 | 2026-05-04 | 10.0 | 60.0 | -25.0 | 15.747505600000068 | 0.18 | -0.2 | 0.2 | 0.08333333333333326 | -0.5 | 0.16666666666666663 | 18.20620773937178 | 0.31694724412046177 | 0.31694724412046177 | 19 | 0.09346739513334741 | 0.061553951042064646 | 0.24943568291443283 | 0.2546600678039066 | 0.35461065155490146
35 | background_5000_source_strenght_2500_different_angles | reconstruction_method=mlem, SEED=11, NUM_MEASUREMENTS=50, TRUE_SOURCE_SPECS=[{"position":[0.18,-0.2,0.2],"relative_strength":1.0}], NUM_CHANNELS=16, DIODE_PITCH=0.006, SEARCH_MIN=[-0.5,-0.5,-0.5], SEARCH_MAX=[0.5,0.5,0.5], GRID_SIZE=13, TRAJECTORY_MODE=grid, LATERAL_SPAN=0.6, VERTICAL_SPAN=0.36, BASE_DISTANCE=1, DISTANCE_SPAN=0.18, ORBIT_RADIUS=1.3, ORBIT_RADIUS_SPAN=0, ORBIT_ANGLE_SPAN_DEG=360.0, ORBIT_START_ANGLE_DEG=0.0, ORBIT_VERTICAL_SPAN=0.0, ORIENTATION_MODE=fixed, FIXED_VIEW_DIRECTION=[0,1,0], SCAN_CENTER=[0.0,0.0,0.0], NUM_ITERATIONS=10000, HISTORY_INTERVAL=1000, MAX_SOURCES_TO_REPORT=1, MIN_SOURCE_DISTANCE=0.08, ACTIVITY_MAX_RELATIVE_DROP=0.5, PRINT_GENERATED_COUNTS_TABLE=False, UPDATE_FRAME_MAX_VOXELS=1000, GIF_FPS=1.0, AXIS_LIMITS_3D=[[-1,1],[-1,1],[-1,1]] | 1.0 | 5000.0 | 300.0 | 1.0 | 0.08 | 2026-05-04 | 2500.0 | 5000.0 | 1.0 | 2026-05-04 | 10.0 | 60.0 | -45.0 | 15.409420899999986 | 0.18 | -0.2 | 0.2 | 0.16666666666666663 | -0.33333333333333337 | 0.16666666666666663 | 13.471348282128213 | 0.13808210118138659 | 0.13808210118138659 | 65 | 0.25400150004264366 | 0.0489897948556636 | 0.1849261960562919 | 0.17954222316831 | 0.2870387396292129
36 | background_5000_source_strenght_2500_different_angles | reconstruction_method=mlem, SEED=11, NUM_MEASUREMENTS=50, TRUE_SOURCE_SPECS=[{"position":[0.18,-0.2,0.2],"relative_strength":1.0}], NUM_CHANNELS=16, DIODE_PITCH=0.006, SEARCH_MIN=[-0.5,-0.5,-0.5], SEARCH_MAX=[0.5,0.5,0.5], GRID_SIZE=13, TRAJECTORY_MODE=grid, LATERAL_SPAN=0.6, VERTICAL_SPAN=0.36, BASE_DISTANCE=1, DISTANCE_SPAN=0.18, ORBIT_RADIUS=1.3, ORBIT_RADIUS_SPAN=0, ORBIT_ANGLE_SPAN_DEG=360.0, ORBIT_START_ANGLE_DEG=0.0, ORBIT_VERTICAL_SPAN=0.0, ORIENTATION_MODE=fixed, FIXED_VIEW_DIRECTION=[0,1,0], SCAN_CENTER=[0.0,0.0,0.0], NUM_ITERATIONS=10000, HISTORY_INTERVAL=1000, MAX_SOURCES_TO_REPORT=1, MIN_SOURCE_DISTANCE=0.08, ACTIVITY_MAX_RELATIVE_DROP=0.5, PRINT_GENERATED_COUNTS_TABLE=False, UPDATE_FRAME_MAX_VOXELS=1000, GIF_FPS=1.0, AXIS_LIMITS_3D=[[-1,1],[-1,1],[-1,1]] | 1.0 | 5000.0 | 300.0 | 1.0 | 0.08 | 2026-05-04 | 2500.0 | 5000.0 | 1.0 | 2026-05-04 | 10.0 | 60.0 | -60.0 | 15.304705100000092 | 0.18 | -0.2 | 0.2 | 0.16666666666666663 | -0.25 | 0.25 | 15.962991330513697 | 0.071956777149743 | 0.071956777149743 | 50 | 0.23799901274272853 | 0.0489897948556636 | 0.15591469220508522 | 0.14860665883492175 | 0.2206708710458072
37 | background_5000_source_strenght_5000_different_angles | reconstruction_method=mlem, SEED=11, NUM_MEASUREMENTS=50, TRUE_SOURCE_SPECS=[{"position":[0.18,-0.2,0.2],"relative_strength":1.0}], NUM_CHANNELS=16, DIODE_PITCH=0.006, SEARCH_MIN=[-0.5,-0.5,-0.5], SEARCH_MAX=[0.5,0.5,0.5], GRID_SIZE=13, TRAJECTORY_MODE=grid, LATERAL_SPAN=0.6, VERTICAL_SPAN=0.36, BASE_DISTANCE=1, DISTANCE_SPAN=0.18, ORBIT_RADIUS=1.3, ORBIT_RADIUS_SPAN=0, ORBIT_ANGLE_SPAN_DEG=360.0, ORBIT_START_ANGLE_DEG=0.0, ORBIT_VERTICAL_SPAN=0.0, ORIENTATION_MODE=fixed, FIXED_VIEW_DIRECTION=[0,1,0], SCAN_CENTER=[0.0,0.0,0.0], NUM_ITERATIONS=10000, HISTORY_INTERVAL=1000, MAX_SOURCES_TO_REPORT=1, MIN_SOURCE_DISTANCE=0.08, ACTIVITY_MAX_RELATIVE_DROP=0.5, PRINT_GENERATED_COUNTS_TABLE=False, UPDATE_FRAME_MAX_VOXELS=1000, GIF_FPS=1.0, AXIS_LIMITS_3D=[[-1,1],[-1,1],[-1,1]] | 1.0 | 5000.0 | 300.0 | 1.0 | 0.08 | 2026-05-04 | 5000.0 | 5000.0 | 1.0 | 2026-05-04 | 10.0 | 45.0 | -25.0 | 15.14404659999991 | 0.18 | -0.2 | 0.2 | 0.08333333333333326 | -0.5 | 0.16666666666666663 | 48.889213254982714 | 0.31694724412046177 | 0.31694724412046177 | 8 | 0.06858551918962005 | 0.2196208854670551 | 0.31497972139905733 | 0.3128367346941242 | 0.3714273695284778
38 | background_5000_source_strenght_5000_different_angles | reconstruction_method=mlem, SEED=11, NUM_MEASUREMENTS=50, TRUE_SOURCE_SPECS=[{"position":[0.18,-0.2,0.2],"relative_strength":1.0}], NUM_CHANNELS=16, DIODE_PITCH=0.006, SEARCH_MIN=[-0.5,-0.5,-0.5], SEARCH_MAX=[0.5,0.5,0.5], GRID_SIZE=13, TRAJECTORY_MODE=grid, LATERAL_SPAN=0.6, VERTICAL_SPAN=0.36, BASE_DISTANCE=1, DISTANCE_SPAN=0.18, ORBIT_RADIUS=1.3, ORBIT_RADIUS_SPAN=0, ORBIT_ANGLE_SPAN_DEG=360.0, ORBIT_START_ANGLE_DEG=0.0, ORBIT_VERTICAL_SPAN=0.0, ORIENTATION_MODE=fixed, FIXED_VIEW_DIRECTION=[0,1,0], SCAN_CENTER=[0.0,0.0,0.0], NUM_ITERATIONS=10000, HISTORY_INTERVAL=1000, MAX_SOURCES_TO_REPORT=1, MIN_SOURCE_DISTANCE=0.08, ACTIVITY_MAX_RELATIVE_DROP=0.5, PRINT_GENERATED_COUNTS_TABLE=False, UPDATE_FRAME_MAX_VOXELS=1000, GIF_FPS=1.0, AXIS_LIMITS_3D=[[-1,1],[-1,1],[-1,1]] | 1.0 | 5000.0 | 300.0 | 1.0 | 0.08 | 2026-05-04 | 5000.0 | 5000.0 | 1.0 | 2026-05-04 | 10.0 | 45.0 | -45.0 | 15.071125800000118 | 0.18 | -0.2 | 0.2 | 0.16666666666666663 | -0.33333333333333337 | 0.16666666666666663 | 32.58513290073434 | 0.13808210118138659 | 0.13808210118138659 | 46 | 0.24584427973790182 | 0.0489897948556636 | 0.18021371824853116 | 0.17614276339658547 | 0.3095438779752263
39 | background_5000_source_strenght_5000_different_angles | reconstruction_method=mlem, SEED=11, NUM_MEASUREMENTS=50, TRUE_SOURCE_SPECS=[{"position":[0.18,-0.2,0.2],"relative_strength":1.0}], NUM_CHANNELS=16, DIODE_PITCH=0.006, SEARCH_MIN=[-0.5,-0.5,-0.5], SEARCH_MAX=[0.5,0.5,0.5], GRID_SIZE=13, TRAJECTORY_MODE=grid, LATERAL_SPAN=0.6, VERTICAL_SPAN=0.36, BASE_DISTANCE=1, DISTANCE_SPAN=0.18, ORBIT_RADIUS=1.3, ORBIT_RADIUS_SPAN=0, ORBIT_ANGLE_SPAN_DEG=360.0, ORBIT_START_ANGLE_DEG=0.0, ORBIT_VERTICAL_SPAN=0.0, ORIENTATION_MODE=fixed, FIXED_VIEW_DIRECTION=[0,1,0], SCAN_CENTER=[0.0,0.0,0.0], NUM_ITERATIONS=10000, HISTORY_INTERVAL=1000, MAX_SOURCES_TO_REPORT=1, MIN_SOURCE_DISTANCE=0.08, ACTIVITY_MAX_RELATIVE_DROP=0.5, PRINT_GENERATED_COUNTS_TABLE=False, UPDATE_FRAME_MAX_VOXELS=1000, GIF_FPS=1.0, AXIS_LIMITS_3D=[[-1,1],[-1,1],[-1,1]] | 1.0 | 5000.0 | 300.0 | 1.0 | 0.08 | 2026-05-04 | 5000.0 | 5000.0 | 1.0 | 2026-05-04 | 10.0 | 45.0 | -60.0 | 15.312167799999997 | 0.18 | -0.2 | 0.2 | 0.25 | -0.25 | 0.16666666666666663 | 45.69300751665108 | 0.092255683353987 | 0.092255683353987 | 31 | 0.23865457983369093 | 0.0489897948556636 | 0.13402847002345222 | 0.1269454701137389 | 0.19049642749639406
40 | background_5000_source_strenght_5000_different_angles | reconstruction_method=mlem, SEED=11, NUM_MEASUREMENTS=50, TRUE_SOURCE_SPECS=[{"position":[0.18,-0.2,0.2],"relative_strength":1.0}], NUM_CHANNELS=16, DIODE_PITCH=0.006, SEARCH_MIN=[-0.5,-0.5,-0.5], SEARCH_MAX=[0.5,0.5,0.5], GRID_SIZE=13, TRAJECTORY_MODE=grid, LATERAL_SPAN=0.6, VERTICAL_SPAN=0.36, BASE_DISTANCE=1, DISTANCE_SPAN=0.18, ORBIT_RADIUS=1.3, ORBIT_RADIUS_SPAN=0, ORBIT_ANGLE_SPAN_DEG=360.0, ORBIT_START_ANGLE_DEG=0.0, ORBIT_VERTICAL_SPAN=0.0, ORIENTATION_MODE=fixed, FIXED_VIEW_DIRECTION=[0,1,0], SCAN_CENTER=[0.0,0.0,0.0], NUM_ITERATIONS=10000, HISTORY_INTERVAL=1000, MAX_SOURCES_TO_REPORT=1, MIN_SOURCE_DISTANCE=0.08, ACTIVITY_MAX_RELATIVE_DROP=0.5, PRINT_GENERATED_COUNTS_TABLE=False, UPDATE_FRAME_MAX_VOXELS=1000, GIF_FPS=1.0, AXIS_LIMITS_3D=[[-1,1],[-1,1],[-1,1]] | 1.0 | 5000.0 | 300.0 | 1.0 | 0.08 | 2026-05-04 | 5000.0 | 5000.0 | 1.0 | 2026-05-04 | 10.0 | 60.0 | -25.0 | 14.197694499999898 | 0.18 | -0.2 | 0.2 | 0.08333333333333326 | -0.5 | 0.16666666666666663 | 38.81275733078211 | 0.31694724412046177 | 0.31694724412046177 | 32 | 0.17236280572342258 | 0.0489897948556636 | 0.17505369978073698 | 0.17612057903029849 | 0.3154665708914147
41 | background_5000_source_strenght_5000_different_angles | reconstruction_method=mlem, SEED=11, NUM_MEASUREMENTS=50, TRUE_SOURCE_SPECS=[{"position":[0.18,-0.2,0.2],"relative_strength":1.0}], NUM_CHANNELS=16, DIODE_PITCH=0.006, SEARCH_MIN=[-0.5,-0.5,-0.5], SEARCH_MAX=[0.5,0.5,0.5], GRID_SIZE=13, TRAJECTORY_MODE=grid, LATERAL_SPAN=0.6, VERTICAL_SPAN=0.36, BASE_DISTANCE=1, DISTANCE_SPAN=0.18, ORBIT_RADIUS=1.3, ORBIT_RADIUS_SPAN=0, ORBIT_ANGLE_SPAN_DEG=360.0, ORBIT_START_ANGLE_DEG=0.0, ORBIT_VERTICAL_SPAN=0.0, ORIENTATION_MODE=fixed, FIXED_VIEW_DIRECTION=[0,1,0], SCAN_CENTER=[0.0,0.0,0.0], NUM_ITERATIONS=10000, HISTORY_INTERVAL=1000, MAX_SOURCES_TO_REPORT=1, MIN_SOURCE_DISTANCE=0.08, ACTIVITY_MAX_RELATIVE_DROP=0.5, PRINT_GENERATED_COUNTS_TABLE=False, UPDATE_FRAME_MAX_VOXELS=1000, GIF_FPS=1.0, AXIS_LIMITS_3D=[[-1,1],[-1,1],[-1,1]] | 1.0 | 5000.0 | 300.0 | 1.0 | 0.08 | 2026-05-04 | 5000.0 | 5000.0 | 1.0 | 2026-05-04 | 10.0 | 60.0 | -45.0 | 14.26892799999996 | 0.18 | -0.2 | 0.2 | 0.16666666666666663 | -0.25 | 0.25 | 40.106672110866015 | 0.071956777149743 | 0.071956777149743 | 36 | 0.22560514588232505 | 0.0489897948556636 | 0.15153763595711464 | 0.14289929886888383 | 0.21866814801891377
42 | background_5000_source_strenght_5000_different_angles | reconstruction_method=mlem, SEED=11, NUM_MEASUREMENTS=50, TRUE_SOURCE_SPECS=[{"position":[0.18,-0.2,0.2],"relative_strength":1.0}], NUM_CHANNELS=16, DIODE_PITCH=0.006, SEARCH_MIN=[-0.5,-0.5,-0.5], SEARCH_MAX=[0.5,0.5,0.5], GRID_SIZE=13, TRAJECTORY_MODE=grid, LATERAL_SPAN=0.6, VERTICAL_SPAN=0.36, BASE_DISTANCE=1, DISTANCE_SPAN=0.18, ORBIT_RADIUS=1.3, ORBIT_RADIUS_SPAN=0, ORBIT_ANGLE_SPAN_DEG=360.0, ORBIT_START_ANGLE_DEG=0.0, ORBIT_VERTICAL_SPAN=0.0, ORIENTATION_MODE=fixed, FIXED_VIEW_DIRECTION=[0,1,0], SCAN_CENTER=[0.0,0.0,0.0], NUM_ITERATIONS=10000, HISTORY_INTERVAL=1000, MAX_SOURCES_TO_REPORT=1, MIN_SOURCE_DISTANCE=0.08, ACTIVITY_MAX_RELATIVE_DROP=0.5, PRINT_GENERATED_COUNTS_TABLE=False, UPDATE_FRAME_MAX_VOXELS=1000, GIF_FPS=1.0, AXIS_LIMITS_3D=[[-1,1],[-1,1],[-1,1]] | 1.0 | 5000.0 | 300.0 | 1.0 | 0.08 | 2026-05-04 | 5000.0 | 5000.0 | 1.0 | 2026-05-04 | 10.0 | 60.0 | -60.0 | 14.307676599999922 | 0.18 | -0.2 | 0.2 | 0.16666666666666663 | -0.25 | 0.25 | 51.145170567304866 | 0.071956777149743 | 0.071956777149743 | 29 | 0.24061377430798883 | 0.0489897948556636 | 0.12912983647460585 | 0.12166505577586627 | 0.1681926874304752
43 | background_5000_source_strenght_10000_different_angles | reconstruction_method=mlem, SEED=11, NUM_MEASUREMENTS=50, TRUE_SOURCE_SPECS=[{"position":[0.18,-0.2,0.2],"relative_strength":1.0}], NUM_CHANNELS=16, DIODE_PITCH=0.006, SEARCH_MIN=[-0.5,-0.5,-0.5], SEARCH_MAX=[0.5,0.5,0.5], GRID_SIZE=13, TRAJECTORY_MODE=grid, LATERAL_SPAN=0.6, VERTICAL_SPAN=0.36, BASE_DISTANCE=1, DISTANCE_SPAN=0.18, ORBIT_RADIUS=1.3, ORBIT_RADIUS_SPAN=0, ORBIT_ANGLE_SPAN_DEG=360.0, ORBIT_START_ANGLE_DEG=0.0, ORBIT_VERTICAL_SPAN=0.0, ORIENTATION_MODE=fixed, FIXED_VIEW_DIRECTION=[0,1,0], SCAN_CENTER=[0.0,0.0,0.0], NUM_ITERATIONS=10000, HISTORY_INTERVAL=1000, MAX_SOURCES_TO_REPORT=1, MIN_SOURCE_DISTANCE=0.08, ACTIVITY_MAX_RELATIVE_DROP=0.5, PRINT_GENERATED_COUNTS_TABLE=False, UPDATE_FRAME_MAX_VOXELS=1000, GIF_FPS=1.0, AXIS_LIMITS_3D=[[-1,1],[-1,1],[-1,1]] | 1.0 | 5000.0 | 300.0 | 1.0 | 0.08 | 2026-05-04 | 10000.0 | 5000.0 | 1.0 | 2026-05-04 | 10.0 | 45.0 | -25.0 | 14.728771900000083 | 0.18 | -0.2 | 0.2 | 0.08333333333333326 | -0.5 | 0.16666666666666663 | 101.48010544542328 | 0.31694724412046177 | 0.31694724412046177 | 9 | 0.0788730831256675 | 0.13808210118138659 | 0.2953244302637606 | 0.2981468410053161 | 0.35964778390358504
44 | background_5000_source_strenght_10000_different_angles | reconstruction_method=mlem, SEED=11, NUM_MEASUREMENTS=50, TRUE_SOURCE_SPECS=[{"position":[0.18,-0.2,0.2],"relative_strength":1.0}], NUM_CHANNELS=16, DIODE_PITCH=0.006, SEARCH_MIN=[-0.5,-0.5,-0.5], SEARCH_MAX=[0.5,0.5,0.5], GRID_SIZE=13, TRAJECTORY_MODE=grid, LATERAL_SPAN=0.6, VERTICAL_SPAN=0.36, BASE_DISTANCE=1, DISTANCE_SPAN=0.18, ORBIT_RADIUS=1.3, ORBIT_RADIUS_SPAN=0, ORBIT_ANGLE_SPAN_DEG=360.0, ORBIT_START_ANGLE_DEG=0.0, ORBIT_VERTICAL_SPAN=0.0, ORIENTATION_MODE=fixed, FIXED_VIEW_DIRECTION=[0,1,0], SCAN_CENTER=[0.0,0.0,0.0], NUM_ITERATIONS=10000, HISTORY_INTERVAL=1000, MAX_SOURCES_TO_REPORT=1, MIN_SOURCE_DISTANCE=0.08, ACTIVITY_MAX_RELATIVE_DROP=0.5, PRINT_GENERATED_COUNTS_TABLE=False, UPDATE_FRAME_MAX_VOXELS=1000, GIF_FPS=1.0, AXIS_LIMITS_3D=[[-1,1],[-1,1],[-1,1]] | 1.0 | 5000.0 | 300.0 | 1.0 | 0.08 | 2026-05-04 | 10000.0 | 5000.0 | 1.0 | 2026-05-04 | 10.0 | 45.0 | -45.0 | 14.35082969999985 | 0.18 | -0.2 | 0.2 | 0.16666666666666663 | -0.33333333333333337 | 0.16666666666666663 | 86.54411921176724 | 0.13808210118138659 | 0.13808210118138659 | 31 | 0.2377833991834268 | 0.0489897948556636 | 0.15441316323438253 | 0.1470010308145917 | 0.23958297101421883
45 | background_5000_source_strenght_10000_different_angles | reconstruction_method=mlem, SEED=11, NUM_MEASUREMENTS=50, TRUE_SOURCE_SPECS=[{"position":[0.18,-0.2,0.2],"relative_strength":1.0}], NUM_CHANNELS=16, DIODE_PITCH=0.006, SEARCH_MIN=[-0.5,-0.5,-0.5], SEARCH_MAX=[0.5,0.5,0.5], GRID_SIZE=13, TRAJECTORY_MODE=grid, LATERAL_SPAN=0.6, VERTICAL_SPAN=0.36, BASE_DISTANCE=1, DISTANCE_SPAN=0.18, ORBIT_RADIUS=1.3, ORBIT_RADIUS_SPAN=0, ORBIT_ANGLE_SPAN_DEG=360.0, ORBIT_START_ANGLE_DEG=0.0, ORBIT_VERTICAL_SPAN=0.0, ORIENTATION_MODE=fixed, FIXED_VIEW_DIRECTION=[0,1,0], SCAN_CENTER=[0.0,0.0,0.0], NUM_ITERATIONS=10000, HISTORY_INTERVAL=1000, MAX_SOURCES_TO_REPORT=1, MIN_SOURCE_DISTANCE=0.08, ACTIVITY_MAX_RELATIVE_DROP=0.5, PRINT_GENERATED_COUNTS_TABLE=False, UPDATE_FRAME_MAX_VOXELS=1000, GIF_FPS=1.0, AXIS_LIMITS_3D=[[-1,1],[-1,1],[-1,1]] | 1.0 | 5000.0 | 300.0 | 1.0 | 0.08 | 2026-05-04 | 10000.0 | 5000.0 | 1.0 | 2026-05-04 | 10.0 | 45.0 | -60.0 | 14.48534729999983 | 0.18 | -0.2 | 0.2 | 0.25 | -0.25 | 0.16666666666666663 | 134.83961878051372 | 0.092255683353987 | 0.092255683353987 | 21 | 0.2608968046627498 | 0.0489897948556636 | 0.11758283554587506 | 0.11069634888618488 | 0.1646882576938083
46 | background_5000_source_strenght_10000_different_angles | reconstruction_method=mlem, SEED=11, NUM_MEASUREMENTS=50, TRUE_SOURCE_SPECS=[{"position":[0.18,-0.2,0.2],"relative_strength":1.0}], NUM_CHANNELS=16, DIODE_PITCH=0.006, SEARCH_MIN=[-0.5,-0.5,-0.5], SEARCH_MAX=[0.5,0.5,0.5], GRID_SIZE=13, TRAJECTORY_MODE=grid, LATERAL_SPAN=0.6, VERTICAL_SPAN=0.36, BASE_DISTANCE=1, DISTANCE_SPAN=0.18, ORBIT_RADIUS=1.3, ORBIT_RADIUS_SPAN=0, ORBIT_ANGLE_SPAN_DEG=360.0, ORBIT_START_ANGLE_DEG=0.0, ORBIT_VERTICAL_SPAN=0.0, ORIENTATION_MODE=fixed, FIXED_VIEW_DIRECTION=[0,1,0], SCAN_CENTER=[0.0,0.0,0.0], NUM_ITERATIONS=10000, HISTORY_INTERVAL=1000, MAX_SOURCES_TO_REPORT=1, MIN_SOURCE_DISTANCE=0.08, ACTIVITY_MAX_RELATIVE_DROP=0.5, PRINT_GENERATED_COUNTS_TABLE=False, UPDATE_FRAME_MAX_VOXELS=1000, GIF_FPS=1.0, AXIS_LIMITS_3D=[[-1,1],[-1,1],[-1,1]] | 1.0 | 5000.0 | 300.0 | 1.0 | 0.08 | 2026-05-04 | 10000.0 | 5000.0 | 1.0 | 2026-05-04 | 10.0 | 60.0 | -25.0 | 14.235918500000025 | 0.18 | -0.2 | 0.2 | 0.16666666666666663 | -0.25 | 0.25 | 78.77188306325117 | 0.071956777149743 | 0.071956777149743 | 41 | 0.26264282551772034 | 0.0489897948556636 | 0.16221512016889775 | 0.15703246426876313 | 0.24644133852366035
47 | background_5000_source_strenght_10000_different_angles | reconstruction_method=mlem, SEED=11, NUM_MEASUREMENTS=50, TRUE_SOURCE_SPECS=[{"position":[0.18,-0.2,0.2],"relative_strength":1.0}], NUM_CHANNELS=16, DIODE_PITCH=0.006, SEARCH_MIN=[-0.5,-0.5,-0.5], SEARCH_MAX=[0.5,0.5,0.5], GRID_SIZE=13, TRAJECTORY_MODE=grid, LATERAL_SPAN=0.6, VERTICAL_SPAN=0.36, BASE_DISTANCE=1, DISTANCE_SPAN=0.18, ORBIT_RADIUS=1.3, ORBIT_RADIUS_SPAN=0, ORBIT_ANGLE_SPAN_DEG=360.0, ORBIT_START_ANGLE_DEG=0.0, ORBIT_VERTICAL_SPAN=0.0, ORIENTATION_MODE=fixed, FIXED_VIEW_DIRECTION=[0,1,0], SCAN_CENTER=[0.0,0.0,0.0], NUM_ITERATIONS=10000, HISTORY_INTERVAL=1000, MAX_SOURCES_TO_REPORT=1, MIN_SOURCE_DISTANCE=0.08, ACTIVITY_MAX_RELATIVE_DROP=0.5, PRINT_GENERATED_COUNTS_TABLE=False, UPDATE_FRAME_MAX_VOXELS=1000, GIF_FPS=1.0, AXIS_LIMITS_3D=[[-1,1],[-1,1],[-1,1]] | 1.0 | 5000.0 | 300.0 | 1.0 | 0.08 | 2026-05-04 | 10000.0 | 5000.0 | 1.0 | 2026-05-04 | 10.0 | 60.0 | -45.0 | 14.131491099999948 | 0.18 | -0.2 | 0.2 | 0.16666666666666663 | -0.25 | 0.25 | 112.5119790728228 | 0.071956777149743 | 0.071956777149743 | 27 | 0.24754207327748762 | 0.0489897948556636 | 0.1295128621778004 | 0.12254123499243808 | 0.18923646607573769
48 | background_5000_source_strenght_10000_different_angles | reconstruction_method=mlem, SEED=11, NUM_MEASUREMENTS=50, TRUE_SOURCE_SPECS=[{"position":[0.18,-0.2,0.2],"relative_strength":1.0}], NUM_CHANNELS=16, DIODE_PITCH=0.006, SEARCH_MIN=[-0.5,-0.5,-0.5], SEARCH_MAX=[0.5,0.5,0.5], GRID_SIZE=13, TRAJECTORY_MODE=grid, LATERAL_SPAN=0.6, VERTICAL_SPAN=0.36, BASE_DISTANCE=1, DISTANCE_SPAN=0.18, ORBIT_RADIUS=1.3, ORBIT_RADIUS_SPAN=0, ORBIT_ANGLE_SPAN_DEG=360.0, ORBIT_START_ANGLE_DEG=0.0, ORBIT_VERTICAL_SPAN=0.0, ORIENTATION_MODE=fixed, FIXED_VIEW_DIRECTION=[0,1,0], SCAN_CENTER=[0.0,0.0,0.0], NUM_ITERATIONS=10000, HISTORY_INTERVAL=1000, MAX_SOURCES_TO_REPORT=1, MIN_SOURCE_DISTANCE=0.08, ACTIVITY_MAX_RELATIVE_DROP=0.5, PRINT_GENERATED_COUNTS_TABLE=False, UPDATE_FRAME_MAX_VOXELS=1000, GIF_FPS=1.0, AXIS_LIMITS_3D=[[-1,1],[-1,1],[-1,1]] | 1.0 | 5000.0 | 300.0 | 1.0 | 0.08 | 2026-05-04 | 10000.0 | 5000.0 | 1.0 | 2026-05-04 | 10.0 | 60.0 | -60.0 | 13.897008700000015 | 0.18 | -0.2 | 0.2 | 0.16666666666666663 | -0.16666666666666669 | 0.25 | 149.78131731729718 | 0.06155395104206462 | 0.06155395104206462 | 22 | 0.28495220068126975 | 0.0489897948556636 | 0.11646795428983397 | 0.10997949344848151 | 0.1582312098932886

## parameter_sweep_results (2)
case_index | sweep_group | fixed_overrides | MEASUREMENT_DURATION_SECONDS | BACKGROUND_MEAN_PER_SECOND | BACKGROUND_CHANNEL_STD_PER_SECOND | CHANNEL_SCALE_MEAN | CHANNEL_SCALE_STD | GENERATION_K | PEAK_TOTAL_SOURCE_SIGNAL_PER_SECOND | ASSUMED_BACKGROUND_MEAN_PER_SECOND | ASSUMED_CHANNEL_SCALE | ASSUMED_K | ANGULAR_JITTER_DEG | FIXED_SWEEP_Z_DEG | FIXED_SWEEP_X_DEG | elapsed_seconds | true_source_x | true_source_y | true_source_z | estimated_peak_x | estimated_peak_y | estimated_peak_z | estimated_peak_activity | estimated_peak_error_m | estimated_total_error_m | selected_voxel_count | selected_activity_fraction | activity_distance_min_m | activity_distance_mean_m | activity_distance_weighted_mean_m | activity_distance_p90_m
157 | motion_uncertainty | reconstruction_method=mlem, SEED=11, NUM_MEASUREMENTS=50, TRUE_SOURCE_SPECS=[{"position":[0.18,-0.2,0.2],"relative_strength":1.0}], NUM_CHANNELS=16, DIODE_PITCH=0.006, SEARCH_MIN=[-0.5,-0.5,-0.5], SEARCH_MAX=[0.5,0.5,0.5], GRID_SIZE=13, TRAJECTORY_MODE=grid, LATERAL_SPAN=0.6, VERTICAL_SPAN=0.36, BASE_DISTANCE=1, DISTANCE_SPAN=0.18, ORBIT_RADIUS=1.3, ORBIT_RADIUS_SPAN=0, ORBIT_ANGLE_SPAN_DEG=360.0, ORBIT_START_ANGLE_DEG=0.0, ORBIT_VERTICAL_SPAN=0.0, ORIENTATION_MODE=fixed, FIXED_VIEW_DIRECTION=[0,1,0], SCAN_CENTER=[0.0,0.0,0.0], NUM_ITERATIONS=10000, HISTORY_INTERVAL=1000, MAX_SOURCES_TO_REPORT=1, MIN_SOURCE_DISTANCE=0.08, ACTIVITY_MAX_RELATIVE_DROP=0.5, PRINT_GENERATED_COUNTS_TABLE=False, UPDATE_FRAME_MAX_VOXELS=1000, GIF_FPS=1.0, AXIS_LIMITS_3D=[[-1,1],[-1,1],[-1,1]] | 1.0 | 1000.0 | 100.0 | 1.0 | 0.08 | 4.5 | 5000.0 | 1000.0 | 1.0 | 4.5 | 10.0 | 60.0 | 45.0 | 67.73878600000171 | 0.18 | -0.2 | 0.2 | 0.25 | -0.16666666666666669 | 0.25 | 60.10511456363043 | 0.09225568335398698 | 0.09225568335398698 | 31 | 0.3241470754747725 | 0.0489897948556636 | 0.16005282499429044 | 0.1516825548715537 | 0.23958297101421883
182 | motion_uncertainty | reconstruction_method=mlem, SEED=11, NUM_MEASUREMENTS=50, TRUE_SOURCE_SPECS=[{"position":[0.18,-0.2,0.2],"relative_strength":1.0}], NUM_CHANNELS=16, DIODE_PITCH=0.006, SEARCH_MIN=[-0.5,-0.5,-0.5], SEARCH_MAX=[0.5,0.5,0.5], GRID_SIZE=13, TRAJECTORY_MODE=grid, LATERAL_SPAN=0.6, VERTICAL_SPAN=0.36, BASE_DISTANCE=1, DISTANCE_SPAN=0.18, ORBIT_RADIUS=1.3, ORBIT_RADIUS_SPAN=0, ORBIT_ANGLE_SPAN_DEG=360.0, ORBIT_START_ANGLE_DEG=0.0, ORBIT_VERTICAL_SPAN=0.0, ORIENTATION_MODE=fixed, FIXED_VIEW_DIRECTION=[0,1,0], SCAN_CENTER=[0.0,0.0,0.0], NUM_ITERATIONS=10000, HISTORY_INTERVAL=1000, MAX_SOURCES_TO_REPORT=1, MIN_SOURCE_DISTANCE=0.08, ACTIVITY_MAX_RELATIVE_DROP=0.5, PRINT_GENERATED_COUNTS_TABLE=False, UPDATE_FRAME_MAX_VOXELS=1000, GIF_FPS=1.0, AXIS_LIMITS_3D=[[-1,1],[-1,1],[-1,1]] | 1.0 | 1000.0 | 100.0 | 1.0 | 0.08 | 4.5 | 5000.0 | 1000.0 | 1.0 | 4.5 | 20.0 | 60.0 | 45.0 | 72.32033650000085 | 0.18 | -0.2 | 0.2 | 0.25 | -0.16666666666666669 | 0.25 | 85.40428249931676 | 0.09225568335398698 | 0.09225568335398698 | 18 | 0.2944687960291381 | 0.0489897948556636 | 0.12844305045654508 | 0.12444457030827544 | 0.20465194368834544
83 | motion_uncertainty | reconstruction_method=mlem, SEED=11, NUM_MEASUREMENTS=50, TRUE_SOURCE_SPECS=[{"position":[0.18,-0.2,0.2],"relative_strength":1.0}], NUM_CHANNELS=16, DIODE_PITCH=0.006, SEARCH_MIN=[-0.5,-0.5,-0.5], SEARCH_MAX=[0.5,0.5,0.5], GRID_SIZE=13, TRAJECTORY_MODE=grid, LATERAL_SPAN=0.6, VERTICAL_SPAN=0.36, BASE_DISTANCE=1, DISTANCE_SPAN=0.18, ORBIT_RADIUS=1.3, ORBIT_RADIUS_SPAN=0, ORBIT_ANGLE_SPAN_DEG=360.0, ORBIT_START_ANGLE_DEG=0.0, ORBIT_VERTICAL_SPAN=0.0, ORIENTATION_MODE=fixed, FIXED_VIEW_DIRECTION=[0,1,0], SCAN_CENTER=[0.0,0.0,0.0], NUM_ITERATIONS=10000, HISTORY_INTERVAL=1000, MAX_SOURCES_TO_REPORT=1, MIN_SOURCE_DISTANCE=0.08, ACTIVITY_MAX_RELATIVE_DROP=0.5, PRINT_GENERATED_COUNTS_TABLE=False, UPDATE_FRAME_MAX_VOXELS=1000, GIF_FPS=1.0, AXIS_LIMITS_3D=[[-1,1],[-1,1],[-1,1]] | 1.0 | 1000.0 | 100.0 | 1.0 | 0.08 | 4.5 | 5000.0 | 1000.0 | 1.0 | 4.5 | 0.0 | 60.0 | 60.0 | 72.10214129999986 | 0.18 | -0.2 | 0.2 | 0.25 | -0.25 | 0.16666666666666663 | 47.761229860210676 | 0.092255683353987 | 0.092255683353987 | 38 | 0.2924465805061844 | 0.0489897948556636 | 0.1646385153111475 | 0.15821917803695026 | 0.25616786628004906
108 | motion_uncertainty | reconstruction_method=mlem, SEED=11, NUM_MEASUREMENTS=50, TRUE_SOURCE_SPECS=[{"position":[0.18,-0.2,0.2],"relative_strength":1.0}], NUM_CHANNELS=16, DIODE_PITCH=0.006, SEARCH_MIN=[-0.5,-0.5,-0.5], SEARCH_MAX=[0.5,0.5,0.5], GRID_SIZE=13, TRAJECTORY_MODE=grid, LATERAL_SPAN=0.6, VERTICAL_SPAN=0.36, BASE_DISTANCE=1, DISTANCE_SPAN=0.18, ORBIT_RADIUS=1.3, ORBIT_RADIUS_SPAN=0, ORBIT_ANGLE_SPAN_DEG=360.0, ORBIT_START_ANGLE_DEG=0.0, ORBIT_VERTICAL_SPAN=0.0, ORIENTATION_MODE=fixed, FIXED_VIEW_DIRECTION=[0,1,0], SCAN_CENTER=[0.0,0.0,0.0], NUM_ITERATIONS=10000, HISTORY_INTERVAL=1000, MAX_SOURCES_TO_REPORT=1, MIN_SOURCE_DISTANCE=0.08, ACTIVITY_MAX_RELATIVE_DROP=0.5, PRINT_GENERATED_COUNTS_TABLE=False, UPDATE_FRAME_MAX_VOXELS=1000, GIF_FPS=1.0, AXIS_LIMITS_3D=[[-1,1],[-1,1],[-1,1]] | 1.0 | 1000.0 | 100.0 | 1.0 | 0.08 | 4.5 | 5000.0 | 1000.0 | 1.0 | 4.5 | 2.5 | 60.0 | 60.0 | 77.38641619999908 | 0.18 | -0.2 | 0.2 | 0.25 | -0.25 | 0.16666666666666663 | 47.6195331848487 | 0.092255683353987 | 0.092255683353987 | 39 | 0.2952093100697456 | 0.0489897948556636 | 0.16402351306649632 | 0.15725102458975687 | 0.24832163755889303
132 | motion_uncertainty | reconstruction_method=mlem, SEED=11, NUM_MEASUREMENTS=50, TRUE_SOURCE_SPECS=[{"position":[0.18,-0.2,0.2],"relative_strength":1.0}], NUM_CHANNELS=16, DIODE_PITCH=0.006, SEARCH_MIN=[-0.5,-0.5,-0.5], SEARCH_MAX=[0.5,0.5,0.5], GRID_SIZE=13, TRAJECTORY_MODE=grid, LATERAL_SPAN=0.6, VERTICAL_SPAN=0.36, BASE_DISTANCE=1, DISTANCE_SPAN=0.18, ORBIT_RADIUS=1.3, ORBIT_RADIUS_SPAN=0, ORBIT_ANGLE_SPAN_DEG=360.0, ORBIT_START_ANGLE_DEG=0.0, ORBIT_VERTICAL_SPAN=0.0, ORIENTATION_MODE=fixed, FIXED_VIEW_DIRECTION=[0,1,0], SCAN_CENTER=[0.0,0.0,0.0], NUM_ITERATIONS=10000, HISTORY_INTERVAL=1000, MAX_SOURCES_TO_REPORT=1, MIN_SOURCE_DISTANCE=0.08, ACTIVITY_MAX_RELATIVE_DROP=0.5, PRINT_GENERATED_COUNTS_TABLE=False, UPDATE_FRAME_MAX_VOXELS=1000, GIF_FPS=1.0, AXIS_LIMITS_3D=[[-1,1],[-1,1],[-1,1]] | 1.0 | 1000.0 | 100.0 | 1.0 | 0.08 | 4.5 | 5000.0 | 1000.0 | 1.0 | 4.5 | 5.0 | 60.0 | 45.0 | 78.3109766000016 | 0.18 | -0.2 | 0.2 | 0.25 | -0.25 | 0.16666666666666663 | 50.548328824563065 | 0.092255683353987 | 0.092255683353987 | 37 | 0.31942279563769843 | 0.0489897948556636 | 0.1572316104326987 | 0.15011630842155904 | 0.23390563315843318
133 | motion_uncertainty | reconstruction_method=mlem, SEED=11, NUM_MEASUREMENTS=50, TRUE_SOURCE_SPECS=[{"position":[0.18,-0.2,0.2],"relative_strength":1.0}], NUM_CHANNELS=16, DIODE_PITCH=0.006, SEARCH_MIN=[-0.5,-0.5,-0.5], SEARCH_MAX=[0.5,0.5,0.5], GRID_SIZE=13, TRAJECTORY_MODE=grid, LATERAL_SPAN=0.6, VERTICAL_SPAN=0.36, BASE_DISTANCE=1, DISTANCE_SPAN=0.18, ORBIT_RADIUS=1.3, ORBIT_RADIUS_SPAN=0, ORBIT_ANGLE_SPAN_DEG=360.0, ORBIT_START_ANGLE_DEG=0.0, ORBIT_VERTICAL_SPAN=0.0, ORIENTATION_MODE=fixed, FIXED_VIEW_DIRECTION=[0,1,0], SCAN_CENTER=[0.0,0.0,0.0], NUM_ITERATIONS=10000, HISTORY_INTERVAL=1000, MAX_SOURCES_TO_REPORT=1, MIN_SOURCE_DISTANCE=0.08, ACTIVITY_MAX_RELATIVE_DROP=0.5, PRINT_GENERATED_COUNTS_TABLE=False, UPDATE_FRAME_MAX_VOXELS=1000, GIF_FPS=1.0, AXIS_LIMITS_3D=[[-1,1],[-1,1],[-1,1]] | 1.0 | 1000.0 | 100.0 | 1.0 | 0.08 | 4.5 | 5000.0 | 1000.0 | 1.0 | 4.5 | 5.0 | 60.0 | 60.0 | 68.00774579999779 | 0.18 | -0.2 | 0.2 | 0.25 | -0.25 | 0.16666666666666663 | 48.98033152729162 | 0.092255683353987 | 0.092255683353987 | 39 | 0.3037550029360575 | 0.0489897948556636 | 0.1667314081554567 | 0.15915606246952285 | 0.25605952208664057
155 | motion_uncertainty | reconstruction_method=mlem, SEED=11, NUM_MEASUREMENTS=50, TRUE_SOURCE_SPECS=[{"position":[0.18,-0.2,0.2],"relative_strength":1.0}], NUM_CHANNELS=16, DIODE_PITCH=0.006, SEARCH_MIN=[-0.5,-0.5,-0.5], SEARCH_MAX=[0.5,0.5,0.5], GRID_SIZE=13, TRAJECTORY_MODE=grid, LATERAL_SPAN=0.6, VERTICAL_SPAN=0.36, BASE_DISTANCE=1, DISTANCE_SPAN=0.18, ORBIT_RADIUS=1.3, ORBIT_RADIUS_SPAN=0, ORBIT_ANGLE_SPAN_DEG=360.0, ORBIT_START_ANGLE_DEG=0.0, ORBIT_VERTICAL_SPAN=0.0, ORIENTATION_MODE=fixed, FIXED_VIEW_DIRECTION=[0,1,0], SCAN_CENTER=[0.0,0.0,0.0], NUM_ITERATIONS=10000, HISTORY_INTERVAL=1000, MAX_SOURCES_TO_REPORT=1, MIN_SOURCE_DISTANCE=0.08, ACTIVITY_MAX_RELATIVE_DROP=0.5, PRINT_GENERATED_COUNTS_TABLE=False, UPDATE_FRAME_MAX_VOXELS=1000, GIF_FPS=1.0, AXIS_LIMITS_3D=[[-1,1],[-1,1],[-1,1]] | 1.0 | 1000.0 | 100.0 | 1.0 | 0.08 | 4.5 | 5000.0 | 1000.0 | 1.0 | 4.5 | 10.0 | 60.0 | 10.0 | 68.57214820000081 | 0.18 | -0.2 | 0.2 | 0.25 | -0.25 | 0.16666666666666663 | 46.6398155422355 | 0.092255683353987 | 0.092255683353987 | 36 | 0.28833662485988076 | 0.0489897948556636 | 0.16676074824216067 | 0.15869680256092283 | 0.25114208611174194
156 | motion_uncertainty | reconstruction_method=mlem, SEED=11, NUM_MEASUREMENTS=50, TRUE_SOURCE_SPECS=[{"position":[0.18,-0.2,0.2],"relative_strength":1.0}], NUM_CHANNELS=16, DIODE_PITCH=0.006, SEARCH_MIN=[-0.5,-0.5,-0.5], SEARCH_MAX=[0.5,0.5,0.5], GRID_SIZE=13, TRAJECTORY_MODE=grid, LATERAL_SPAN=0.6, VERTICAL_SPAN=0.36, BASE_DISTANCE=1, DISTANCE_SPAN=0.18, ORBIT_RADIUS=1.3, ORBIT_RADIUS_SPAN=0, ORBIT_ANGLE_SPAN_DEG=360.0, ORBIT_START_ANGLE_DEG=0.0, ORBIT_VERTICAL_SPAN=0.0, ORIENTATION_MODE=fixed, FIXED_VIEW_DIRECTION=[0,1,0], SCAN_CENTER=[0.0,0.0,0.0], NUM_ITERATIONS=10000, HISTORY_INTERVAL=1000, MAX_SOURCES_TO_REPORT=1, MIN_SOURCE_DISTANCE=0.08, ACTIVITY_MAX_RELATIVE_DROP=0.5, PRINT_GENERATED_COUNTS_TABLE=False, UPDATE_FRAME_MAX_VOXELS=1000, GIF_FPS=1.0, AXIS_LIMITS_3D=[[-1,1],[-1,1],[-1,1]] | 1.0 | 1000.0 | 100.0 | 1.0 | 0.08 | 4.5 | 5000.0 | 1000.0 | 1.0 | 4.5 | 10.0 | 60.0 | 25.0 | 68.45148419999896 | 0.18 | -0.2 | 0.2 | 0.25 | -0.25 | 0.16666666666666663 | 58.33941931642462 | 0.092255683353987 | 0.092255683353987 | 29 | 0.2924640283435907 | 0.0489897948556636 | 0.14783148258840925 | 0.14186560135956847 | 0.21809650555002896
158 | motion_uncertainty | reconstruction_method=mlem, SEED=11, NUM_MEASUREMENTS=50, TRUE_SOURCE_SPECS=[{"position":[0.18,-0.2,0.2],"relative_strength":1.0}], NUM_CHANNELS=16, DIODE_PITCH=0.006, SEARCH_MIN=[-0.5,-0.5,-0.5], SEARCH_MAX=[0.5,0.5,0.5], GRID_SIZE=13, TRAJECTORY_MODE=grid, LATERAL_SPAN=0.6, VERTICAL_SPAN=0.36, BASE_DISTANCE=1, DISTANCE_SPAN=0.18, ORBIT_RADIUS=1.3, ORBIT_RADIUS_SPAN=0, ORBIT_ANGLE_SPAN_DEG=360.0, ORBIT_START_ANGLE_DEG=0.0, ORBIT_VERTICAL_SPAN=0.0, ORIENTATION_MODE=fixed, FIXED_VIEW_DIRECTION=[0,1,0], SCAN_CENTER=[0.0,0.0,0.0], NUM_ITERATIONS=10000, HISTORY_INTERVAL=1000, MAX_SOURCES_TO_REPORT=1, MIN_SOURCE_DISTANCE=0.08, ACTIVITY_MAX_RELATIVE_DROP=0.5, PRINT_GENERATED_COUNTS_TABLE=False, UPDATE_FRAME_MAX_VOXELS=1000, GIF_FPS=1.0, AXIS_LIMITS_3D=[[-1,1],[-1,1],[-1,1]] | 1.0 | 1000.0 | 100.0 | 1.0 | 0.08 | 4.5 | 5000.0 | 1000.0 | 1.0 | 4.5 | 10.0 | 60.0 | 60.0 | 66.13005369999883 | 0.18 | -0.2 | 0.2 | 0.25 | -0.25 | 0.16666666666666663 | 51.305142690144315 | 0.092255683353987 | 0.092255683353987 | 36 | 0.3147804812338033 | 0.0489897948556636 | 0.18405644902051155 | 0.17460607771410205 | 0.3065257900431565
179 | motion_uncertainty | reconstruction_method=mlem, SEED=11, NUM_MEASUREMENTS=50, TRUE_SOURCE_SPECS=[{"position":[0.18,-0.2,0.2],"relative_strength":1.0}], NUM_CHANNELS=16, DIODE_PITCH=0.006, SEARCH_MIN=[-0.5,-0.5,-0.5], SEARCH_MAX=[0.5,0.5,0.5], GRID_SIZE=13, TRAJECTORY_MODE=grid, LATERAL_SPAN=0.6, VERTICAL_SPAN=0.36, BASE_DISTANCE=1, DISTANCE_SPAN=0.18, ORBIT_RADIUS=1.3, ORBIT_RADIUS_SPAN=0, ORBIT_ANGLE_SPAN_DEG=360.0, ORBIT_START_ANGLE_DEG=0.0, ORBIT_VERTICAL_SPAN=0.0, ORIENTATION_MODE=fixed, FIXED_VIEW_DIRECTION=[0,1,0], SCAN_CENTER=[0.0,0.0,0.0], NUM_ITERATIONS=10000, HISTORY_INTERVAL=1000, MAX_SOURCES_TO_REPORT=1, MIN_SOURCE_DISTANCE=0.08, ACTIVITY_MAX_RELATIVE_DROP=0.5, PRINT_GENERATED_COUNTS_TABLE=False, UPDATE_FRAME_MAX_VOXELS=1000, GIF_FPS=1.0, AXIS_LIMITS_3D=[[-1,1],[-1,1],[-1,1]] | 1.0 | 1000.0 | 100.0 | 1.0 | 0.08 | 4.5 | 5000.0 | 1000.0 | 1.0 | 4.5 | 20.0 | 60.0 | 0.0 | 73.60114460000113 | 0.18 | -0.2 | 0.2 | 0.25 | -0.25 | 0.16666666666666663 | 95.85784007785335 | 0.092255683353987 | 0.092255683353987 | 12 | 0.24749603243273796 | 0.0489897948556636 | 0.09811303721186669 | 0.09711514747489208 | 0.14426509954909206
180 | motion_uncertainty | reconstruction_method=mlem, SEED=11, NUM_MEASUREMENTS=50, TRUE_SOURCE_SPECS=[{"position":[0.18,-0.2,0.2],"relative_strength":1.0}], NUM_CHANNELS=16, DIODE_PITCH=0.006, SEARCH_MIN=[-0.5,-0.5,-0.5], SEARCH_MAX=[0.5,0.5,0.5], GRID_SIZE=13, TRAJECTORY_MODE=grid, LATERAL_SPAN=0.6, VERTICAL_SPAN=0.36, BASE_DISTANCE=1, DISTANCE_SPAN=0.18, ORBIT_RADIUS=1.3, ORBIT_RADIUS_SPAN=0, ORBIT_ANGLE_SPAN_DEG=360.0, ORBIT_START_ANGLE_DEG=0.0, ORBIT_VERTICAL_SPAN=0.0, ORIENTATION_MODE=fixed, FIXED_VIEW_DIRECTION=[0,1,0], SCAN_CENTER=[0.0,0.0,0.0], NUM_ITERATIONS=10000, HISTORY_INTERVAL=1000, MAX_SOURCES_TO_REPORT=1, MIN_SOURCE_DISTANCE=0.08, ACTIVITY_MAX_RELATIVE_DROP=0.5, PRINT_GENERATED_COUNTS_TABLE=False, UPDATE_FRAME_MAX_VOXELS=1000, GIF_FPS=1.0, AXIS_LIMITS_3D=[[-1,1],[-1,1],[-1,1]] | 1.0 | 1000.0 | 100.0 | 1.0 | 0.08 | 4.5 | 5000.0 | 1000.0 | 1.0 | 4.5 | 20.0 | 60.0 | 10.0 | 72.33074920000217 | 0.18 | -0.2 | 0.2 | 0.25 | -0.25 | 0.16666666666666663 | 97.94940861949074 | 0.092255683353987 | 0.092255683353987 | 12 | 0.24742676447252698 | 0.0489897948556636 | 0.09811303721186669 | 0.09768920713304584 | 0.14426509954909206
181 | motion_uncertainty | reconstruction_method=mlem, SEED=11, NUM_MEASUREMENTS=50, TRUE_SOURCE_SPECS=[{"position":[0.18,-0.2,0.2],"relative_strength":1.0}], NUM_CHANNELS=16, DIODE_PITCH=0.006, SEARCH_MIN=[-0.5,-0.5,-0.5], SEARCH_MAX=[0.5,0.5,0.5], GRID_SIZE=13, TRAJECTORY_MODE=grid, LATERAL_SPAN=0.6, VERTICAL_SPAN=0.36, BASE_DISTANCE=1, DISTANCE_SPAN=0.18, ORBIT_RADIUS=1.3, ORBIT_RADIUS_SPAN=0, ORBIT_ANGLE_SPAN_DEG=360.0, ORBIT_START_ANGLE_DEG=0.0, ORBIT_VERTICAL_SPAN=0.0, ORIENTATION_MODE=fixed, FIXED_VIEW_DIRECTION=[0,1,0], SCAN_CENTER=[0.0,0.0,0.0], NUM_ITERATIONS=10000, HISTORY_INTERVAL=1000, MAX_SOURCES_TO_REPORT=1, MIN_SOURCE_DISTANCE=0.08, ACTIVITY_MAX_RELATIVE_DROP=0.5, PRINT_GENERATED_COUNTS_TABLE=False, UPDATE_FRAME_MAX_VOXELS=1000, GIF_FPS=1.0, AXIS_LIMITS_3D=[[-1,1],[-1,1],[-1,1]] | 1.0 | 1000.0 | 100.0 | 1.0 | 0.08 | 4.5 | 5000.0 | 1000.0 | 1.0 | 4.5 | 20.0 | 60.0 | 25.0 | 72.36893839999902 | 0.18 | -0.2 | 0.2 | 0.25 | -0.25 | 0.16666666666666663 | 94.80019623105785 | 0.092255683353987 | 0.092255683353987 | 14 | 0.2675992857670611 | 0.0489897948556636 | 0.10792121710440912 | 0.10554337296195242 | 0.1615527215907029
183 | motion_uncertainty | reconstruction_method=mlem, SEED=11, NUM_MEASUREMENTS=50, TRUE_SOURCE_SPECS=[{"position":[0.18,-0.2,0.2],"relative_strength":1.0}], NUM_CHANNELS=16, DIODE_PITCH=0.006, SEARCH_MIN=[-0.5,-0.5,-0.5], SEARCH_MAX=[0.5,0.5,0.5], GRID_SIZE=13, TRAJECTORY_MODE=grid, LATERAL_SPAN=0.6, VERTICAL_SPAN=0.36, BASE_DISTANCE=1, DISTANCE_SPAN=0.18, ORBIT_RADIUS=1.3, ORBIT_RADIUS_SPAN=0, ORBIT_ANGLE_SPAN_DEG=360.0, ORBIT_START_ANGLE_DEG=0.0, ORBIT_VERTICAL_SPAN=0.0, ORIENTATION_MODE=fixed, FIXED_VIEW_DIRECTION=[0,1,0], SCAN_CENTER=[0.0,0.0,0.0], NUM_ITERATIONS=10000, HISTORY_INTERVAL=1000, MAX_SOURCES_TO_REPORT=1, MIN_SOURCE_DISTANCE=0.08, ACTIVITY_MAX_RELATIVE_DROP=0.5, PRINT_GENERATED_COUNTS_TABLE=False, UPDATE_FRAME_MAX_VOXELS=1000, GIF_FPS=1.0, AXIS_LIMITS_3D=[[-1,1],[-1,1],[-1,1]] | 1.0 | 1000.0 | 100.0 | 1.0 | 0.08 | 4.5 | 5000.0 | 1000.0 | 1.0 | 4.5 | 20.0 | 60.0 | 60.0 | 72.10807059999934 | 0.18 | -0.2 | 0.2 | 0.25 | -0.25 | 0.16666666666666663 | 69.76895708624139 | 0.092255683353987 | 0.092255683353987 | 24 | 0.30283629165215903 | 0.0489897948556636 | 0.15733492207432168 | 0.15405410877943554 | 0.25172328424800156
58 | k_model | reconstruction_method=mlem, SEED=11, NUM_MEASUREMENTS=50, TRUE_SOURCE_SPECS=[{"position":[0.18,-0.2,0.2],"relative_strength":1.0}], NUM_CHANNELS=16, DIODE_PITCH=0.006, SEARCH_MIN=[-0.5,-0.5,-0.5], SEARCH_MAX=[0.5,0.5,0.5], GRID_SIZE=13, TRAJECTORY_MODE=grid, LATERAL_SPAN=0.6, VERTICAL_SPAN=0.36, BASE_DISTANCE=1, DISTANCE_SPAN=0.18, ORBIT_RADIUS=1.3, ORBIT_RADIUS_SPAN=0, ORBIT_ANGLE_SPAN_DEG=360.0, ORBIT_START_ANGLE_DEG=0.0, ORBIT_VERTICAL_SPAN=0.0, ORIENTATION_MODE=fixed, FIXED_VIEW_DIRECTION=[0,1,0], SCAN_CENTER=[0.0,0.0,0.0], NUM_ITERATIONS=10000, HISTORY_INTERVAL=1000, MAX_SOURCES_TO_REPORT=1, MIN_SOURCE_DISTANCE=0.08, ACTIVITY_MAX_RELATIVE_DROP=0.5, PRINT_GENERATED_COUNTS_TABLE=False, UPDATE_FRAME_MAX_VOXELS=1000, GIF_FPS=1.0, AXIS_LIMITS_3D=[[-1,1],[-1,1],[-1,1]] | 1.0 | 1000.0 | 100.0 | 1.0 | 0.08 | 9.0 | 5000.0 | 1000.0 | 1.0 | 9 | 10.0 | 0.0 | 0.0 | 63.80948929999977 | 0.18 | -0.2 | 0.2 | 0.16666666666666663 | -0.33333333333333337 | 0.16666666666666663 | 190.0928598957739 | 0.13808210118138659 | 0.13808210118138659 | 7 | 0.2584305774521056 | 0.0489897948556636 | 0.08980410418690951 | 0.09085050904282091 | 0.14454384898221476
107 | motion_uncertainty | reconstruction_method=mlem, SEED=11, NUM_MEASUREMENTS=50, TRUE_SOURCE_SPECS=[{"position":[0.18,-0.2,0.2],"relative_strength":1.0}], NUM_CHANNELS=16, DIODE_PITCH=0.006, SEARCH_MIN=[-0.5,-0.5,-0.5], SEARCH_MAX=[0.5,0.5,0.5], GRID_SIZE=13, TRAJECTORY_MODE=grid, LATERAL_SPAN=0.6, VERTICAL_SPAN=0.36, BASE_DISTANCE=1, DISTANCE_SPAN=0.18, ORBIT_RADIUS=1.3, ORBIT_RADIUS_SPAN=0, ORBIT_ANGLE_SPAN_DEG=360.0, ORBIT_START_ANGLE_DEG=0.0, ORBIT_VERTICAL_SPAN=0.0, ORIENTATION_MODE=fixed, FIXED_VIEW_DIRECTION=[0,1,0], SCAN_CENTER=[0.0,0.0,0.0], NUM_ITERATIONS=10000, HISTORY_INTERVAL=1000, MAX_SOURCES_TO_REPORT=1, MIN_SOURCE_DISTANCE=0.08, ACTIVITY_MAX_RELATIVE_DROP=0.5, PRINT_GENERATED_COUNTS_TABLE=False, UPDATE_FRAME_MAX_VOXELS=1000, GIF_FPS=1.0, AXIS_LIMITS_3D=[[-1,1],[-1,1],[-1,1]] | 1.0 | 1000.0 | 100.0 | 1.0 | 0.08 | 4.5 | 5000.0 | 1000.0 | 1.0 | 4.5 | 2.5 | 60.0 | 45.0 | 77.88437649999833 | 0.18 | -0.2 | 0.2 | 0.16666666666666663 | -0.33333333333333337 | 0.16666666666666663 | 48.34023994704391 | 0.13808210118138659 | 0.13808210118138659 | 38 | 0.3114657740661501 | 0.0489897948556636 | 0.15701664793377001 | 0.15211649759358695 | 0.23295941018246896
130 | motion_uncertainty | reconstruction_method=mlem, SEED=11, NUM_MEASUREMENTS=50, TRUE_SOURCE_SPECS=[{"position":[0.18,-0.2,0.2],"relative_strength":1.0}], NUM_CHANNELS=16, DIODE_PITCH=0.006, SEARCH_MIN=[-0.5,-0.5,-0.5], SEARCH_MAX=[0.5,0.5,0.5], GRID_SIZE=13, TRAJECTORY_MODE=grid, LATERAL_SPAN=0.6, VERTICAL_SPAN=0.36, BASE_DISTANCE=1, DISTANCE_SPAN=0.18, ORBIT_RADIUS=1.3, ORBIT_RADIUS_SPAN=0, ORBIT_ANGLE_SPAN_DEG=360.0, ORBIT_START_ANGLE_DEG=0.0, ORBIT_VERTICAL_SPAN=0.0, ORIENTATION_MODE=fixed, FIXED_VIEW_DIRECTION=[0,1,0], SCAN_CENTER=[0.0,0.0,0.0], NUM_ITERATIONS=10000, HISTORY_INTERVAL=1000, MAX_SOURCES_TO_REPORT=1, MIN_SOURCE_DISTANCE=0.08, ACTIVITY_MAX_RELATIVE_DROP=0.5, PRINT_GENERATED_COUNTS_TABLE=False, UPDATE_FRAME_MAX_VOXELS=1000, GIF_FPS=1.0, AXIS_LIMITS_3D=[[-1,1],[-1,1],[-1,1]] | 1.0 | 1000.0 | 100.0 | 1.0 | 0.08 | 4.5 | 5000.0 | 1000.0 | 1.0 | 4.5 | 5.0 | 60.0 | 10.0 | 76.99678090000089 | 0.18 | -0.2 | 0.2 | 0.16666666666666663 | -0.33333333333333337 | 0.16666666666666663 | 38.917269620020214 | 0.13808210118138659 | 0.13808210118138659 | 36 | 0.23002919019984555 | 0.0489897948556636 | 0.1777441003607446 | 0.1794765961755521 | 0.3095438779752263
131 | motion_uncertainty | reconstruction_method=mlem, SEED=11, NUM_MEASUREMENTS=50, TRUE_SOURCE_SPECS=[{"position":[0.18,-0.2,0.2],"relative_strength":1.0}], NUM_CHANNELS=16, DIODE_PITCH=0.006, SEARCH_MIN=[-0.5,-0.5,-0.5], SEARCH_MAX=[0.5,0.5,0.5], GRID_SIZE=13, TRAJECTORY_MODE=grid, LATERAL_SPAN=0.6, VERTICAL_SPAN=0.36, BASE_DISTANCE=1, DISTANCE_SPAN=0.18, ORBIT_RADIUS=1.3, ORBIT_RADIUS_SPAN=0, ORBIT_ANGLE_SPAN_DEG=360.0, ORBIT_START_ANGLE_DEG=0.0, ORBIT_VERTICAL_SPAN=0.0, ORIENTATION_MODE=fixed, FIXED_VIEW_DIRECTION=[0,1,0], SCAN_CENTER=[0.0,0.0,0.0], NUM_ITERATIONS=10000, HISTORY_INTERVAL=1000, MAX_SOURCES_TO_REPORT=1, MIN_SOURCE_DISTANCE=0.08, ACTIVITY_MAX_RELATIVE_DROP=0.5, PRINT_GENERATED_COUNTS_TABLE=False, UPDATE_FRAME_MAX_VOXELS=1000, GIF_FPS=1.0, AXIS_LIMITS_3D=[[-1,1],[-1,1],[-1,1]] | 1.0 | 1000.0 | 100.0 | 1.0 | 0.08 | 4.5 | 5000.0 | 1000.0 | 1.0 | 4.5 | 5.0 | 60.0 | 25.0 | 76.95291480000014 | 0.18 | -0.2 | 0.2 | 0.16666666666666663 | -0.33333333333333337 | 0.16666666666666663 | 45.46984309123724 | 0.13808210118138659 | 0.13808210118138659 | 40 | 0.2946839135800236 | 0.0489897948556636 | 0.1717665014144155 | 0.1664808614513213 | 0.29670795355226526
154 | motion_uncertainty | reconstruction_method=mlem, SEED=11, NUM_MEASUREMENTS=50, TRUE_SOURCE_SPECS=[{"position":[0.18,-0.2,0.2],"relative_strength":1.0}], NUM_CHANNELS=16, DIODE_PITCH=0.006, SEARCH_MIN=[-0.5,-0.5,-0.5], SEARCH_MAX=[0.5,0.5,0.5], GRID_SIZE=13, TRAJECTORY_MODE=grid, LATERAL_SPAN=0.6, VERTICAL_SPAN=0.36, BASE_DISTANCE=1, DISTANCE_SPAN=0.18, ORBIT_RADIUS=1.3, ORBIT_RADIUS_SPAN=0, ORBIT_ANGLE_SPAN_DEG=360.0, ORBIT_START_ANGLE_DEG=0.0, ORBIT_VERTICAL_SPAN=0.0, ORIENTATION_MODE=fixed, FIXED_VIEW_DIRECTION=[0,1,0], SCAN_CENTER=[0.0,0.0,0.0], NUM_ITERATIONS=10000, HISTORY_INTERVAL=1000, MAX_SOURCES_TO_REPORT=1, MIN_SOURCE_DISTANCE=0.08, ACTIVITY_MAX_RELATIVE_DROP=0.5, PRINT_GENERATED_COUNTS_TABLE=False, UPDATE_FRAME_MAX_VOXELS=1000, GIF_FPS=1.0, AXIS_LIMITS_3D=[[-1,1],[-1,1],[-1,1]] | 1.0 | 1000.0 | 100.0 | 1.0 | 0.08 | 4.5 | 5000.0 | 1000.0 | 1.0 | 4.5 | 10.0 | 60.0 | 0.0 | 66.4687593000017 | 0.18 | -0.2 | 0.2 | 0.16666666666666663 | -0.33333333333333337 | 0.16666666666666663 | 46.127461792864516 | 0.13808210118138659 | 0.13808210118138659 | 41 | 0.305657172401068 | 0.0489897948556636 | 0.16750326082333478 | 0.1595911434585995 | 0.2503553030750053
159 | motion_uncertainty | reconstruction_method=mlem, SEED=11, NUM_MEASUREMENTS=50, TRUE_SOURCE_SPECS=[{"position":[0.18,-0.2,0.2],"relative_strength":1.0}], NUM_CHANNELS=16, DIODE_PITCH=0.006, SEARCH_MIN=[-0.5,-0.5,-0.5], SEARCH_MAX=[0.5,0.5,0.5], GRID_SIZE=13, TRAJECTORY_MODE=grid, LATERAL_SPAN=0.6, VERTICAL_SPAN=0.36, BASE_DISTANCE=1, DISTANCE_SPAN=0.18, ORBIT_RADIUS=1.3, ORBIT_RADIUS_SPAN=0, ORBIT_ANGLE_SPAN_DEG=360.0, ORBIT_START_ANGLE_DEG=0.0, ORBIT_VERTICAL_SPAN=0.0, ORIENTATION_MODE=fixed, FIXED_VIEW_DIRECTION=[0,1,0], SCAN_CENTER=[0.0,0.0,0.0], NUM_ITERATIONS=10000, HISTORY_INTERVAL=1000, MAX_SOURCES_TO_REPORT=1, MIN_SOURCE_DISTANCE=0.08, ACTIVITY_MAX_RELATIVE_DROP=0.5, PRINT_GENERATED_COUNTS_TABLE=False, UPDATE_FRAME_MAX_VOXELS=1000, GIF_FPS=1.0, AXIS_LIMITS_3D=[[-1,1],[-1,1],[-1,1]] | 1.0 | 1000.0 | 100.0 | 1.0 | 0.08 | 4.5 | 5000.0 | 1000.0 | 1.0 | 4.5 | 20.0 | 0.0 | 0.0 | 67.95142459999988 | 0.18 | -0.2 | 0.2 | 0.16666666666666663 | -0.33333333333333337 | 0.16666666666666663 | 81.27489875723643 | 0.13808210118138659 | 0.13808210118138659 | 14 | 0.24357648266753767 | 0.0489897948556636 | 0.12993361535127357 | 0.12670895891086334 | 0.2269707845183198
160 | motion_uncertainty | reconstruction_method=mlem, SEED=11, NUM_MEASUREMENTS=50, TRUE_SOURCE_SPECS=[{"position":[0.18,-0.2,0.2],"relative_strength":1.0}], NUM_CHANNELS=16, DIODE_PITCH=0.006, SEARCH_MIN=[-0.5,-0.5,-0.5], SEARCH_MAX=[0.5,0.5,0.5], GRID_SIZE=13, TRAJECTORY_MODE=grid, LATERAL_SPAN=0.6, VERTICAL_SPAN=0.36, BASE_DISTANCE=1, DISTANCE_SPAN=0.18, ORBIT_RADIUS=1.3, ORBIT_RADIUS_SPAN=0, ORBIT_ANGLE_SPAN_DEG=360.0, ORBIT_START_ANGLE_DEG=0.0, ORBIT_VERTICAL_SPAN=0.0, ORIENTATION_MODE=fixed, FIXED_VIEW_DIRECTION=[0,1,0], SCAN_CENTER=[0.0,0.0,0.0], NUM_ITERATIONS=10000, HISTORY_INTERVAL=1000, MAX_SOURCES_TO_REPORT=1, MIN_SOURCE_DISTANCE=0.08, ACTIVITY_MAX_RELATIVE_DROP=0.5, PRINT_GENERATED_COUNTS_TABLE=False, UPDATE_FRAME_MAX_VOXELS=1000, GIF_FPS=1.0, AXIS_LIMITS_3D=[[-1,1],[-1,1],[-1,1]] | 1.0 | 1000.0 | 100.0 | 1.0 | 0.08 | 4.5 | 5000.0 | 1000.0 | 1.0 | 4.5 | 20.0 | 0.0 | 10.0 | 68.18037990000084 | 0.18 | -0.2 | 0.2 | 0.16666666666666663 | -0.33333333333333337 | 0.16666666666666663 | 90.22380367586256 | 0.13808210118138659 | 0.13808210118138659 | 10 | 0.2077671541103688 | 0.0489897948556636 | 0.1130099864116895 | 0.1119237237457585 | 0.17318708648024828
161 | motion_uncertainty | reconstruction_method=mlem, SEED=11, NUM_MEASUREMENTS=50, TRUE_SOURCE_SPECS=[{"position":[0.18,-0.2,0.2],"relative_strength":1.0}], NUM_CHANNELS=16, DIODE_PITCH=0.006, SEARCH_MIN=[-0.5,-0.5,-0.5], SEARCH_MAX=[0.5,0.5,0.5], GRID_SIZE=13, TRAJECTORY_MODE=grid, LATERAL_SPAN=0.6, VERTICAL_SPAN=0.36, BASE_DISTANCE=1, DISTANCE_SPAN=0.18, ORBIT_RADIUS=1.3, ORBIT_RADIUS_SPAN=0, ORBIT_ANGLE_SPAN_DEG=360.0, ORBIT_START_ANGLE_DEG=0.0, ORBIT_VERTICAL_SPAN=0.0, ORIENTATION_MODE=fixed, FIXED_VIEW_DIRECTION=[0,1,0], SCAN_CENTER=[0.0,0.0,0.0], NUM_ITERATIONS=10000, HISTORY_INTERVAL=1000, MAX_SOURCES_TO_REPORT=1, MIN_SOURCE_DISTANCE=0.08, ACTIVITY_MAX_RELATIVE_DROP=0.5, PRINT_GENERATED_COUNTS_TABLE=False, UPDATE_FRAME_MAX_VOXELS=1000, GIF_FPS=1.0, AXIS_LIMITS_3D=[[-1,1],[-1,1],[-1,1]] | 1.0 | 1000.0 | 100.0 | 1.0 | 0.08 | 4.5 | 5000.0 | 1000.0 | 1.0 | 4.5 | 20.0 | 0.0 | 25.0 | 66.45911309999792 | 0.18 | -0.2 | 0.2 | 0.16666666666666663 | -0.33333333333333337 | 0.16666666666666663 | 104.2879653457187 | 0.13808210118138659 | 0.13808210118138659 | 10 | 0.2282290740264643 | 0.0489897948556636 | 0.1130099864116895 | 0.11177131658325232 | 0.17318708648024828
162 | motion_uncertainty | reconstruction_method=mlem, SEED=11, NUM_MEASUREMENTS=50, TRUE_SOURCE_SPECS=[{"position":[0.18,-0.2,0.2],"relative_strength":1.0}], NUM_CHANNELS=16, DIODE_PITCH=0.006, SEARCH_MIN=[-0.5,-0.5,-0.5], SEARCH_MAX=[0.5,0.5,0.5], GRID_SIZE=13, TRAJECTORY_MODE=grid, LATERAL_SPAN=0.6, VERTICAL_SPAN=0.36, BASE_DISTANCE=1, DISTANCE_SPAN=0.18, ORBIT_RADIUS=1.3, ORBIT_RADIUS_SPAN=0, ORBIT_ANGLE_SPAN_DEG=360.0, ORBIT_START_ANGLE_DEG=0.0, ORBIT_VERTICAL_SPAN=0.0, ORIENTATION_MODE=fixed, FIXED_VIEW_DIRECTION=[0,1,0], SCAN_CENTER=[0.0,0.0,0.0], NUM_ITERATIONS=10000, HISTORY_INTERVAL=1000, MAX_SOURCES_TO_REPORT=1, MIN_SOURCE_DISTANCE=0.08, ACTIVITY_MAX_RELATIVE_DROP=0.5, PRINT_GENERATED_COUNTS_TABLE=False, UPDATE_FRAME_MAX_VOXELS=1000, GIF_FPS=1.0, AXIS_LIMITS_3D=[[-1,1],[-1,1],[-1,1]] | 1.0 | 1000.0 | 100.0 | 1.0 | 0.08 | 4.5 | 5000.0 | 1000.0 | 1.0 | 4.5 | 20.0 | 0.0 | 45.0 | 67.00084830000196 | 0.18 | -0.2 | 0.2 | 0.16666666666666663 | -0.33333333333333337 | 0.16666666666666663 | 113.81453937630305 | 0.13808210118138659 | 0.13808210118138659 | 10 | 0.24316481921792263 | 0.0489897948556636 | 0.12463981315117119 | 0.12475930274919024 | 0.2206708710458072
163 | motion_uncertainty | reconstruction_method=mlem, SEED=11, NUM_MEASUREMENTS=50, TRUE_SOURCE_SPECS=[{"position":[0.18,-0.2,0.2],"relative_strength":1.0}], NUM_CHANNELS=16, DIODE_PITCH=0.006, SEARCH_MIN=[-0.5,-0.5,-0.5], SEARCH_MAX=[0.5,0.5,0.5], GRID_SIZE=13, TRAJECTORY_MODE=grid, LATERAL_SPAN=0.6, VERTICAL_SPAN=0.36, BASE_DISTANCE=1, DISTANCE_SPAN=0.18, ORBIT_RADIUS=1.3, ORBIT_RADIUS_SPAN=0, ORBIT_ANGLE_SPAN_DEG=360.0, ORBIT_START_ANGLE_DEG=0.0, ORBIT_VERTICAL_SPAN=0.0, ORIENTATION_MODE=fixed, FIXED_VIEW_DIRECTION=[0,1,0], SCAN_CENTER=[0.0,0.0,0.0], NUM_ITERATIONS=10000, HISTORY_INTERVAL=1000, MAX_SOURCES_TO_REPORT=1, MIN_SOURCE_DISTANCE=0.08, ACTIVITY_MAX_RELATIVE_DROP=0.5, PRINT_GENERATED_COUNTS_TABLE=False, UPDATE_FRAME_MAX_VOXELS=1000, GIF_FPS=1.0, AXIS_LIMITS_3D=[[-1,1],[-1,1],[-1,1]] | 1.0 | 1000.0 | 100.0 | 1.0 | 0.08 | 4.5 | 5000.0 | 1000.0 | 1.0 | 4.5 | 20.0 | 0.0 | 60.0 | 68.79881150000074 | 0.18 | -0.2 | 0.2 | 0.16666666666666663 | -0.33333333333333337 | 0.16666666666666663 | 132.28249913945174 | 0.13808210118138659 | 0.13808210118138659 | 9 | 0.2635930902927654 | 0.0489897948556636 | 0.11291971002857065 | 0.11298463667230048 | 0.1783463974787824
164 | motion_uncertainty | reconstruction_method=mlem, SEED=11, NUM_MEASUREMENTS=50, TRUE_SOURCE_SPECS=[{"position":[0.18,-0.2,0.2],"relative_strength":1.0}], NUM_CHANNELS=16, DIODE_PITCH=0.006, SEARCH_MIN=[-0.5,-0.5,-0.5], SEARCH_MAX=[0.5,0.5,0.5], GRID_SIZE=13, TRAJECTORY_MODE=grid, LATERAL_SPAN=0.6, VERTICAL_SPAN=0.36, BASE_DISTANCE=1, DISTANCE_SPAN=0.18, ORBIT_RADIUS=1.3, ORBIT_RADIUS_SPAN=0, ORBIT_ANGLE_SPAN_DEG=360.0, ORBIT_START_ANGLE_DEG=0.0, ORBIT_VERTICAL_SPAN=0.0, ORIENTATION_MODE=fixed, FIXED_VIEW_DIRECTION=[0,1,0], SCAN_CENTER=[0.0,0.0,0.0], NUM_ITERATIONS=10000, HISTORY_INTERVAL=1000, MAX_SOURCES_TO_REPORT=1, MIN_SOURCE_DISTANCE=0.08, ACTIVITY_MAX_RELATIVE_DROP=0.5, PRINT_GENERATED_COUNTS_TABLE=False, UPDATE_FRAME_MAX_VOXELS=1000, GIF_FPS=1.0, AXIS_LIMITS_3D=[[-1,1],[-1,1],[-1,1]] | 1.0 | 1000.0 | 100.0 | 1.0 | 0.08 | 4.5 | 5000.0 | 1000.0 | 1.0 | 4.5 | 20.0 | 10.0 | 0.0 | 67.58241310000085 | 0.18 | -0.2 | 0.2 | 0.16666666666666663 | -0.33333333333333337 | 0.16666666666666663 | 63.48856870662121 | 0.13808210118138659 | 0.13808210118138659 | 18 | 0.2540806522381789 | 0.0489897948556636 | 0.12590946715331341 | 0.1256850813457366 | 0.22277084220331142
165 | motion_uncertainty | reconstruction_method=mlem, SEED=11, NUM_MEASUREMENTS=50, TRUE_SOURCE_SPECS=[{"position":[0.18,-0.2,0.2],"relative_strength":1.0}], NUM_CHANNELS=16, DIODE_PITCH=0.006, SEARCH_MIN=[-0.5,-0.5,-0.5], SEARCH_MAX=[0.5,0.5,0.5], GRID_SIZE=13, TRAJECTORY_MODE=grid, LATERAL_SPAN=0.6, VERTICAL_SPAN=0.36, BASE_DISTANCE=1, DISTANCE_SPAN=0.18, ORBIT_RADIUS=1.3, ORBIT_RADIUS_SPAN=0, ORBIT_ANGLE_SPAN_DEG=360.0, ORBIT_START_ANGLE_DEG=0.0, ORBIT_VERTICAL_SPAN=0.0, ORIENTATION_MODE=fixed, FIXED_VIEW_DIRECTION=[0,1,0], SCAN_CENTER=[0.0,0.0,0.0], NUM_ITERATIONS=10000, HISTORY_INTERVAL=1000, MAX_SOURCES_TO_REPORT=1, MIN_SOURCE_DISTANCE=0.08, ACTIVITY_MAX_RELATIVE_DROP=0.5, PRINT_GENERATED_COUNTS_TABLE=False, UPDATE_FRAME_MAX_VOXELS=1000, GIF_FPS=1.0, AXIS_LIMITS_3D=[[-1,1],[-1,1],[-1,1]] | 1.0 | 1000.0 | 100.0 | 1.0 | 0.08 | 4.5 | 5000.0 | 1000.0 | 1.0 | 4.5 | 20.0 | 10.0 | 10.0 | 67.33040840000103 | 0.18 | -0.2 | 0.2 | 0.16666666666666663 | -0.33333333333333337 | 0.16666666666666663 | 70.51272835740404 | 0.13808210118138659 | 0.13808210118138659 | 16 | 0.2519176986552317 | 0.0489897948556636 | 0.1247324723508103 | 0.12418486200525793 | 0.2248708133608156
166 | motion_uncertainty | reconstruction_method=mlem, SEED=11, NUM_MEASUREMENTS=50, TRUE_SOURCE_SPECS=[{"position":[0.18,-0.2,0.2],"relative_strength":1.0}], NUM_CHANNELS=16, DIODE_PITCH=0.006, SEARCH_MIN=[-0.5,-0.5,-0.5], SEARCH_MAX=[0.5,0.5,0.5], GRID_SIZE=13, TRAJECTORY_MODE=grid, LATERAL_SPAN=0.6, VERTICAL_SPAN=0.36, BASE_DISTANCE=1, DISTANCE_SPAN=0.18, ORBIT_RADIUS=1.3, ORBIT_RADIUS_SPAN=0, ORBIT_ANGLE_SPAN_DEG=360.0, ORBIT_START_ANGLE_DEG=0.0, ORBIT_VERTICAL_SPAN=0.0, ORIENTATION_MODE=fixed, FIXED_VIEW_DIRECTION=[0,1,0], SCAN_CENTER=[0.0,0.0,0.0], NUM_ITERATIONS=10000, HISTORY_INTERVAL=1000, MAX_SOURCES_TO_REPORT=1, MIN_SOURCE_DISTANCE=0.08, ACTIVITY_MAX_RELATIVE_DROP=0.5, PRINT_GENERATED_COUNTS_TABLE=False, UPDATE_FRAME_MAX_VOXELS=1000, GIF_FPS=1.0, AXIS_LIMITS_3D=[[-1,1],[-1,1],[-1,1]] | 1.0 | 1000.0 | 100.0 | 1.0 | 0.08 | 4.5 | 5000.0 | 1000.0 | 1.0 | 4.5 | 20.0 | 10.0 | 25.0 | 68.24565390000134 | 0.18 | -0.2 | 0.2 | 0.16666666666666663 | -0.33333333333333337 | 0.16666666666666663 | 84.80272990301026 | 0.13808210118138659 | 0.13808210118138659 | 12 | 0.2239927039076779 | 0.0489897948556636 | 0.1333169646988075 | 0.13179698184649438 | 0.229070755675824
167 | motion_uncertainty | reconstruction_method=mlem, SEED=11, NUM_MEASUREMENTS=50, TRUE_SOURCE_SPECS=[{"position":[0.18,-0.2,0.2],"relative_strength":1.0}], NUM_CHANNELS=16, DIODE_PITCH=0.006, SEARCH_MIN=[-0.5,-0.5,-0.5], SEARCH_MAX=[0.5,0.5,0.5], GRID_SIZE=13, TRAJECTORY_MODE=grid, LATERAL_SPAN=0.6, VERTICAL_SPAN=0.36, BASE_DISTANCE=1, DISTANCE_SPAN=0.18, ORBIT_RADIUS=1.3, ORBIT_RADIUS_SPAN=0, ORBIT_ANGLE_SPAN_DEG=360.0, ORBIT_START_ANGLE_DEG=0.0, ORBIT_VERTICAL_SPAN=0.0, ORIENTATION_MODE=fixed, FIXED_VIEW_DIRECTION=[0,1,0], SCAN_CENTER=[0.0,0.0,0.0], NUM_ITERATIONS=10000, HISTORY_INTERVAL=1000, MAX_SOURCES_TO_REPORT=1, MIN_SOURCE_DISTANCE=0.08, ACTIVITY_MAX_RELATIVE_DROP=0.5, PRINT_GENERATED_COUNTS_TABLE=False, UPDATE_FRAME_MAX_VOXELS=1000, GIF_FPS=1.0, AXIS_LIMITS_3D=[[-1,1],[-1,1],[-1,1]] | 1.0 | 1000.0 | 100.0 | 1.0 | 0.08 | 4.5 | 5000.0 | 1000.0 | 1.0 | 4.5 | 20.0 | 10.0 | 45.0 | 66.42642559999877 | 0.18 | -0.2 | 0.2 | 0.16666666666666663 | -0.33333333333333337 | 0.16666666666666663 | 104.97984585854377 | 0.13808210118138659 | 0.13808210118138659 | 11 | 0.24009731089883368 | 0.0489897948556636 | 0.12365641867013374 | 0.12682686959198458 | 0.2196208854670551
168 | motion_uncertainty | reconstruction_method=mlem, SEED=11, NUM_MEASUREMENTS=50, TRUE_SOURCE_SPECS=[{"position":[0.18,-0.2,0.2],"relative_strength":1.0}], NUM_CHANNELS=16, DIODE_PITCH=0.006, SEARCH_MIN=[-0.5,-0.5,-0.5], SEARCH_MAX=[0.5,0.5,0.5], GRID_SIZE=13, TRAJECTORY_MODE=grid, LATERAL_SPAN=0.6, VERTICAL_SPAN=0.36, BASE_DISTANCE=1, DISTANCE_SPAN=0.18, ORBIT_RADIUS=1.3, ORBIT_RADIUS_SPAN=0, ORBIT_ANGLE_SPAN_DEG=360.0, ORBIT_START_ANGLE_DEG=0.0, ORBIT_VERTICAL_SPAN=0.0, ORIENTATION_MODE=fixed, FIXED_VIEW_DIRECTION=[0,1,0], SCAN_CENTER=[0.0,0.0,0.0], NUM_ITERATIONS=10000, HISTORY_INTERVAL=1000, MAX_SOURCES_TO_REPORT=1, MIN_SOURCE_DISTANCE=0.08, ACTIVITY_MAX_RELATIVE_DROP=0.5, PRINT_GENERATED_COUNTS_TABLE=False, UPDATE_FRAME_MAX_VOXELS=1000, GIF_FPS=1.0, AXIS_LIMITS_3D=[[-1,1],[-1,1],[-1,1]] | 1.0 | 1000.0 | 100.0 | 1.0 | 0.08 | 4.5 | 5000.0 | 1000.0 | 1.0 | 4.5 | 20.0 | 10.0 | 60.0 | 66.67593789999955 | 0.18 | -0.2 | 0.2 | 0.16666666666666663 | -0.33333333333333337 | 0.16666666666666663 | 123.82452430408858 | 0.13808210118138659 | 0.13808210118138659 | 8 | 0.22214597904076025 | 0.06155395104206462 | 0.12091094942518402 | 0.12237456184674843 | 0.18350570847731648
169 | motion_uncertainty | reconstruction_method=mlem, SEED=11, NUM_MEASUREMENTS=50, TRUE_SOURCE_SPECS=[{"position":[0.18,-0.2,0.2],"relative_strength":1.0}], NUM_CHANNELS=16, DIODE_PITCH=0.006, SEARCH_MIN=[-0.5,-0.5,-0.5], SEARCH_MAX=[0.5,0.5,0.5], GRID_SIZE=13, TRAJECTORY_MODE=grid, LATERAL_SPAN=0.6, VERTICAL_SPAN=0.36, BASE_DISTANCE=1, DISTANCE_SPAN=0.18, ORBIT_RADIUS=1.3, ORBIT_RADIUS_SPAN=0, ORBIT_ANGLE_SPAN_DEG=360.0, ORBIT_START_ANGLE_DEG=0.0, ORBIT_VERTICAL_SPAN=0.0, ORIENTATION_MODE=fixed, FIXED_VIEW_DIRECTION=[0,1,0], SCAN_CENTER=[0.0,0.0,0.0], NUM_ITERATIONS=10000, HISTORY_INTERVAL=1000, MAX_SOURCES_TO_REPORT=1, MIN_SOURCE_DISTANCE=0.08, ACTIVITY_MAX_RELATIVE_DROP=0.5, PRINT_GENERATED_COUNTS_TABLE=False, UPDATE_FRAME_MAX_VOXELS=1000, GIF_FPS=1.0, AXIS_LIMITS_3D=[[-1,1],[-1,1],[-1,1]] | 1.0 | 1000.0 | 100.0 | 1.0 | 0.08 | 4.5 | 5000.0 | 1000.0 | 1.0 | 4.5 | 20.0 | 25.0 | 0.0 | 66.86406280000301 | 0.18 | -0.2 | 0.2 | 0.16666666666666663 | -0.33333333333333337 | 0.16666666666666663 | 53.83820166096867 | 0.13808210118138659 | 0.13808210118138659 | 22 | 0.2414455387104377 | 0.0489897948556636 | 0.14291966990625363 | 0.14168061648275043 | 0.23863674803825458
170 | motion_uncertainty | reconstruction_method=mlem, SEED=11, NUM_MEASUREMENTS=50, TRUE_SOURCE_SPECS=[{"position":[0.18,-0.2,0.2],"relative_strength":1.0}], NUM_CHANNELS=16, DIODE_PITCH=0.006, SEARCH_MIN=[-0.5,-0.5,-0.5], SEARCH_MAX=[0.5,0.5,0.5], GRID_SIZE=13, TRAJECTORY_MODE=grid, LATERAL_SPAN=0.6, VERTICAL_SPAN=0.36, BASE_DISTANCE=1, DISTANCE_SPAN=0.18, ORBIT_RADIUS=1.3, ORBIT_RADIUS_SPAN=0, ORBIT_ANGLE_SPAN_DEG=360.0, ORBIT_START_ANGLE_DEG=0.0, ORBIT_VERTICAL_SPAN=0.0, ORIENTATION_MODE=fixed, FIXED_VIEW_DIRECTION=[0,1,0], SCAN_CENTER=[0.0,0.0,0.0], NUM_ITERATIONS=10000, HISTORY_INTERVAL=1000, MAX_SOURCES_TO_REPORT=1, MIN_SOURCE_DISTANCE=0.08, ACTIVITY_MAX_RELATIVE_DROP=0.5, PRINT_GENERATED_COUNTS_TABLE=False, UPDATE_FRAME_MAX_VOXELS=1000, GIF_FPS=1.0, AXIS_LIMITS_3D=[[-1,1],[-1,1],[-1,1]] | 1.0 | 1000.0 | 100.0 | 1.0 | 0.08 | 4.5 | 5000.0 | 1000.0 | 1.0 | 4.5 | 20.0 | 25.0 | 10.0 | 67.31828450000103 | 0.18 | -0.2 | 0.2 | 0.16666666666666663 | -0.33333333333333337 | 0.16666666666666663 | 56.806925286803974 | 0.13808210118138659 | 0.13808210118138659 | 21 | 0.2426320594498265 | 0.0489897948556636 | 0.15274385688026132 | 0.15024918171407664 | 0.3021405118299909
171 | motion_uncertainty | reconstruction_method=mlem, SEED=11, NUM_MEASUREMENTS=50, TRUE_SOURCE_SPECS=[{"position":[0.18,-0.2,0.2],"relative_strength":1.0}], NUM_CHANNELS=16, DIODE_PITCH=0.006, SEARCH_MIN=[-0.5,-0.5,-0.5], SEARCH_MAX=[0.5,0.5,0.5], GRID_SIZE=13, TRAJECTORY_MODE=grid, LATERAL_SPAN=0.6, VERTICAL_SPAN=0.36, BASE_DISTANCE=1, DISTANCE_SPAN=0.18, ORBIT_RADIUS=1.3, ORBIT_RADIUS_SPAN=0, ORBIT_ANGLE_SPAN_DEG=360.0, ORBIT_START_ANGLE_DEG=0.0, ORBIT_VERTICAL_SPAN=0.0, ORIENTATION_MODE=fixed, FIXED_VIEW_DIRECTION=[0,1,0], SCAN_CENTER=[0.0,0.0,0.0], NUM_ITERATIONS=10000, HISTORY_INTERVAL=1000, MAX_SOURCES_TO_REPORT=1, MIN_SOURCE_DISTANCE=0.08, ACTIVITY_MAX_RELATIVE_DROP=0.5, PRINT_GENERATED_COUNTS_TABLE=False, UPDATE_FRAME_MAX_VOXELS=1000, GIF_FPS=1.0, AXIS_LIMITS_3D=[[-1,1],[-1,1],[-1,1]] | 1.0 | 1000.0 | 100.0 | 1.0 | 0.08 | 4.5 | 5000.0 | 1000.0 | 1.0 | 4.5 | 20.0 | 25.0 | 25.0 | 66.33749660000103 | 0.18 | -0.2 | 0.2 | 0.16666666666666663 | -0.33333333333333337 | 0.16666666666666663 | 65.6292503573114 | 0.13808210118138659 | 0.13808210118138659 | 15 | 0.19944974828720757 | 0.0489897948556636 | 0.13957990101868864 | 0.14331112012873745 | 0.23579807911036174
173 | motion_uncertainty | reconstruction_method=mlem, SEED=11, NUM_MEASUREMENTS=50, TRUE_SOURCE_SPECS=[{"position":[0.18,-0.2,0.2],"relative_strength":1.0}], NUM_CHANNELS=16, DIODE_PITCH=0.006, SEARCH_MIN=[-0.5,-0.5,-0.5], SEARCH_MAX=[0.5,0.5,0.5], GRID_SIZE=13, TRAJECTORY_MODE=grid, LATERAL_SPAN=0.6, VERTICAL_SPAN=0.36, BASE_DISTANCE=1, DISTANCE_SPAN=0.18, ORBIT_RADIUS=1.3, ORBIT_RADIUS_SPAN=0, ORBIT_ANGLE_SPAN_DEG=360.0, ORBIT_START_ANGLE_DEG=0.0, ORBIT_VERTICAL_SPAN=0.0, ORIENTATION_MODE=fixed, FIXED_VIEW_DIRECTION=[0,1,0], SCAN_CENTER=[0.0,0.0,0.0], NUM_ITERATIONS=10000, HISTORY_INTERVAL=1000, MAX_SOURCES_TO_REPORT=1, MIN_SOURCE_DISTANCE=0.08, ACTIVITY_MAX_RELATIVE_DROP=0.5, PRINT_GENERATED_COUNTS_TABLE=False, UPDATE_FRAME_MAX_VOXELS=1000, GIF_FPS=1.0, AXIS_LIMITS_3D=[[-1,1],[-1,1],[-1,1]] | 1.0 | 1000.0 | 100.0 | 1.0 | 0.08 | 4.5 | 5000.0 | 1000.0 | 1.0 | 4.5 | 20.0 | 25.0 | 60.0 | 75.2799113000001 | 0.18 | -0.2 | 0.2 | 0.16666666666666663 | -0.33333333333333337 | 0.16666666666666663 | 92.14317440182387 | 0.13808210118138659 | 0.13808210118138659 | 11 | 0.21492001647382988 | 0.06155395104206462 | 0.15810289268184163 | 0.15812001248299654 | 0.23958297101421883
174 | motion_uncertainty | reconstruction_method=mlem, SEED=11, NUM_MEASUREMENTS=50, TRUE_SOURCE_SPECS=[{"position":[0.18,-0.2,0.2],"relative_strength":1.0}], NUM_CHANNELS=16, DIODE_PITCH=0.006, SEARCH_MIN=[-0.5,-0.5,-0.5], SEARCH_MAX=[0.5,0.5,0.5], GRID_SIZE=13, TRAJECTORY_MODE=grid, LATERAL_SPAN=0.6, VERTICAL_SPAN=0.36, BASE_DISTANCE=1, DISTANCE_SPAN=0.18, ORBIT_RADIUS=1.3, ORBIT_RADIUS_SPAN=0, ORBIT_ANGLE_SPAN_DEG=360.0, ORBIT_START_ANGLE_DEG=0.0, ORBIT_VERTICAL_SPAN=0.0, ORIENTATION_MODE=fixed, FIXED_VIEW_DIRECTION=[0,1,0], SCAN_CENTER=[0.0,0.0,0.0], NUM_ITERATIONS=10000, HISTORY_INTERVAL=1000, MAX_SOURCES_TO_REPORT=1, MIN_SOURCE_DISTANCE=0.08, ACTIVITY_MAX_RELATIVE_DROP=0.5, PRINT_GENERATED_COUNTS_TABLE=False, UPDATE_FRAME_MAX_VOXELS=1000, GIF_FPS=1.0, AXIS_LIMITS_3D=[[-1,1],[-1,1],[-1,1]] | 1.0 | 1000.0 | 100.0 | 1.0 | 0.08 | 4.5 | 5000.0 | 1000.0 | 1.0 | 4.5 | 20.0 | 45.0 | 0.0 | 71.80269799999951 | 0.18 | -0.2 | 0.2 | 0.16666666666666663 | -0.33333333333333337 | 0.16666666666666663 | 57.2210388542798 | 0.13808210118138659 | 0.13808210118138659 | 24 | 0.2668921406650312 | 0.0489897948556636 | 0.1400402305929842 | 0.13368476980851918 | 0.21550840067286056
175 | motion_uncertainty | reconstruction_method=mlem, SEED=11, NUM_MEASUREMENTS=50, TRUE_SOURCE_SPECS=[{"position":[0.18,-0.2,0.2],"relative_strength":1.0}], NUM_CHANNELS=16, DIODE_PITCH=0.006, SEARCH_MIN=[-0.5,-0.5,-0.5], SEARCH_MAX=[0.5,0.5,0.5], GRID_SIZE=13, TRAJECTORY_MODE=grid, LATERAL_SPAN=0.6, VERTICAL_SPAN=0.36, BASE_DISTANCE=1, DISTANCE_SPAN=0.18, ORBIT_RADIUS=1.3, ORBIT_RADIUS_SPAN=0, ORBIT_ANGLE_SPAN_DEG=360.0, ORBIT_START_ANGLE_DEG=0.0, ORBIT_VERTICAL_SPAN=0.0, ORIENTATION_MODE=fixed, FIXED_VIEW_DIRECTION=[0,1,0], SCAN_CENTER=[0.0,0.0,0.0], NUM_ITERATIONS=10000, HISTORY_INTERVAL=1000, MAX_SOURCES_TO_REPORT=1, MIN_SOURCE_DISTANCE=0.08, ACTIVITY_MAX_RELATIVE_DROP=0.5, PRINT_GENERATED_COUNTS_TABLE=False, UPDATE_FRAME_MAX_VOXELS=1000, GIF_FPS=1.0, AXIS_LIMITS_3D=[[-1,1],[-1,1],[-1,1]] | 1.0 | 1000.0 | 100.0 | 1.0 | 0.08 | 4.5 | 5000.0 | 1000.0 | 1.0 | 4.5 | 20.0 | 45.0 | 10.0 | 74.06418100000155 | 0.18 | -0.2 | 0.2 | 0.16666666666666663 | -0.33333333333333337 | 0.16666666666666663 | 55.015932848793334 | 0.13808210118138659 | 0.13808210118138659 | 25 | 0.2688311799416317 | 0.0489897948556636 | 0.1517392324176045 | 0.1450138863081319 | 0.23579807911036174
176 | motion_uncertainty | reconstruction_method=mlem, SEED=11, NUM_MEASUREMENTS=50, TRUE_SOURCE_SPECS=[{"position":[0.18,-0.2,0.2],"relative_strength":1.0}], NUM_CHANNELS=16, DIODE_PITCH=0.006, SEARCH_MIN=[-0.5,-0.5,-0.5], SEARCH_MAX=[0.5,0.5,0.5], GRID_SIZE=13, TRAJECTORY_MODE=grid, LATERAL_SPAN=0.6, VERTICAL_SPAN=0.36, BASE_DISTANCE=1, DISTANCE_SPAN=0.18, ORBIT_RADIUS=1.3, ORBIT_RADIUS_SPAN=0, ORBIT_ANGLE_SPAN_DEG=360.0, ORBIT_START_ANGLE_DEG=0.0, ORBIT_VERTICAL_SPAN=0.0, ORIENTATION_MODE=fixed, FIXED_VIEW_DIRECTION=[0,1,0], SCAN_CENTER=[0.0,0.0,0.0], NUM_ITERATIONS=10000, HISTORY_INTERVAL=1000, MAX_SOURCES_TO_REPORT=1, MIN_SOURCE_DISTANCE=0.08, ACTIVITY_MAX_RELATIVE_DROP=0.5, PRINT_GENERATED_COUNTS_TABLE=False, UPDATE_FRAME_MAX_VOXELS=1000, GIF_FPS=1.0, AXIS_LIMITS_3D=[[-1,1],[-1,1],[-1,1]] | 1.0 | 1000.0 | 100.0 | 1.0 | 0.08 | 4.5 | 5000.0 | 1000.0 | 1.0 | 4.5 | 20.0 | 45.0 | 25.0 | 72.78594259999954 | 0.18 | -0.2 | 0.2 | 0.16666666666666663 | -0.33333333333333337 | 0.16666666666666663 | 51.410380888959295 | 0.13808210118138659 | 0.13808210118138659 | 27 | 0.2743724398761617 | 0.0489897948556636 | 0.16225869309846863 | 0.16164612713768295 | 0.27052868025671617
82 | motion_uncertainty | reconstruction_method=mlem, SEED=11, NUM_MEASUREMENTS=50, TRUE_SOURCE_SPECS=[{"position":[0.18,-0.2,0.2],"relative_strength":1.0}], NUM_CHANNELS=16, DIODE_PITCH=0.006, SEARCH_MIN=[-0.5,-0.5,-0.5], SEARCH_MAX=[0.5,0.5,0.5], GRID_SIZE=13, TRAJECTORY_MODE=grid, LATERAL_SPAN=0.6, VERTICAL_SPAN=0.36, BASE_DISTANCE=1, DISTANCE_SPAN=0.18, ORBIT_RADIUS=1.3, ORBIT_RADIUS_SPAN=0, ORBIT_ANGLE_SPAN_DEG=360.0, ORBIT_START_ANGLE_DEG=0.0, ORBIT_VERTICAL_SPAN=0.0, ORIENTATION_MODE=fixed, FIXED_VIEW_DIRECTION=[0,1,0], SCAN_CENTER=[0.0,0.0,0.0], NUM_ITERATIONS=10000, HISTORY_INTERVAL=1000, MAX_SOURCES_TO_REPORT=1, MIN_SOURCE_DISTANCE=0.08, ACTIVITY_MAX_RELATIVE_DROP=0.5, PRINT_GENERATED_COUNTS_TABLE=False, UPDATE_FRAME_MAX_VOXELS=1000, GIF_FPS=1.0, AXIS_LIMITS_3D=[[-1,1],[-1,1],[-1,1]] | 1.0 | 1000.0 | 100.0 | 1.0 | 0.08 | 4.5 | 5000.0 | 1000.0 | 1.0 | 4.5 | 0.0 | 60.0 | 45.0 | 74.78120390000004 | 0.18 | -0.2 | 0.2 | 0.25 | -0.33333333333333337 | 0.16666666666666663 | 49.99859737559158 | 0.15423647068345703 | 0.15423647068345703 | 34 | 0.2887335487312694 | 0.0489897948556636 | 0.1543605014908011 | 0.15063202857142902 | 0.22697078451831978
80 | motion_uncertainty | reconstruction_method=mlem, SEED=11, NUM_MEASUREMENTS=50, TRUE_SOURCE_SPECS=[{"position":[0.18,-0.2,0.2],"relative_strength":1.0}], NUM_CHANNELS=16, DIODE_PITCH=0.006, SEARCH_MIN=[-0.5,-0.5,-0.5], SEARCH_MAX=[0.5,0.5,0.5], GRID_SIZE=13, TRAJECTORY_MODE=grid, LATERAL_SPAN=0.6, VERTICAL_SPAN=0.36, BASE_DISTANCE=1, DISTANCE_SPAN=0.18, ORBIT_RADIUS=1.3, ORBIT_RADIUS_SPAN=0, ORBIT_ANGLE_SPAN_DEG=360.0, ORBIT_START_ANGLE_DEG=0.0, ORBIT_VERTICAL_SPAN=0.0, ORIENTATION_MODE=fixed, FIXED_VIEW_DIRECTION=[0,1,0], SCAN_CENTER=[0.0,0.0,0.0], NUM_ITERATIONS=10000, HISTORY_INTERVAL=1000, MAX_SOURCES_TO_REPORT=1, MIN_SOURCE_DISTANCE=0.08, ACTIVITY_MAX_RELATIVE_DROP=0.5, PRINT_GENERATED_COUNTS_TABLE=False, UPDATE_FRAME_MAX_VOXELS=1000, GIF_FPS=1.0, AXIS_LIMITS_3D=[[-1,1],[-1,1],[-1,1]] | 1.0 | 1000.0 | 100.0 | 1.0 | 0.08 | 4.5 | 5000.0 | 1000.0 | 1.0 | 4.5 | 0.0 | 60.0 | 10.0 | 75.05552460000035 | 0.18 | -0.2 | 0.2 | 0.16666666666666663 | -0.4166666666666667 | 0.16666666666666663 | 41.496558883069504 | 0.2196208854670551 | 0.2196208854670551 | 30 | 0.19115288898766739 | 0.0489897948556636 | 0.18519868598154907 | 0.19164304027923554 | 0.3174688026859549
81 | motion_uncertainty | reconstruction_method=mlem, SEED=11, NUM_MEASUREMENTS=50, TRUE_SOURCE_SPECS=[{"position":[0.18,-0.2,0.2],"relative_strength":1.0}], NUM_CHANNELS=16, DIODE_PITCH=0.006, SEARCH_MIN=[-0.5,-0.5,-0.5], SEARCH_MAX=[0.5,0.5,0.5], GRID_SIZE=13, TRAJECTORY_MODE=grid, LATERAL_SPAN=0.6, VERTICAL_SPAN=0.36, BASE_DISTANCE=1, DISTANCE_SPAN=0.18, ORBIT_RADIUS=1.3, ORBIT_RADIUS_SPAN=0, ORBIT_ANGLE_SPAN_DEG=360.0, ORBIT_START_ANGLE_DEG=0.0, ORBIT_VERTICAL_SPAN=0.0, ORIENTATION_MODE=fixed, FIXED_VIEW_DIRECTION=[0,1,0], SCAN_CENTER=[0.0,0.0,0.0], NUM_ITERATIONS=10000, HISTORY_INTERVAL=1000, MAX_SOURCES_TO_REPORT=1, MIN_SOURCE_DISTANCE=0.08, ACTIVITY_MAX_RELATIVE_DROP=0.5, PRINT_GENERATED_COUNTS_TABLE=False, UPDATE_FRAME_MAX_VOXELS=1000, GIF_FPS=1.0, AXIS_LIMITS_3D=[[-1,1],[-1,1],[-1,1]] | 1.0 | 1000.0 | 100.0 | 1.0 | 0.08 | 4.5 | 5000.0 | 1000.0 | 1.0 | 4.5 | 0.0 | 60.0 | 25.0 | 74.69696470000054 | 0.18 | -0.2 | 0.2 | 0.16666666666666663 | -0.4166666666666667 | 0.16666666666666663 | 44.269586593134974 | 0.2196208854670551 | 0.2196208854670551 | 34 | 0.24140438041157056 | 0.0489897948556636 | 0.17536623132578533 | 0.17507988680364206 | 0.3075417719083767
105 | motion_uncertainty | reconstruction_method=mlem, SEED=11, NUM_MEASUREMENTS=50, TRUE_SOURCE_SPECS=[{"position":[0.18,-0.2,0.2],"relative_strength":1.0}], NUM_CHANNELS=16, DIODE_PITCH=0.006, SEARCH_MIN=[-0.5,-0.5,-0.5], SEARCH_MAX=[0.5,0.5,0.5], GRID_SIZE=13, TRAJECTORY_MODE=grid, LATERAL_SPAN=0.6, VERTICAL_SPAN=0.36, BASE_DISTANCE=1, DISTANCE_SPAN=0.18, ORBIT_RADIUS=1.3, ORBIT_RADIUS_SPAN=0, ORBIT_ANGLE_SPAN_DEG=360.0, ORBIT_START_ANGLE_DEG=0.0, ORBIT_VERTICAL_SPAN=0.0, ORIENTATION_MODE=fixed, FIXED_VIEW_DIRECTION=[0,1,0], SCAN_CENTER=[0.0,0.0,0.0], NUM_ITERATIONS=10000, HISTORY_INTERVAL=1000, MAX_SOURCES_TO_REPORT=1, MIN_SOURCE_DISTANCE=0.08, ACTIVITY_MAX_RELATIVE_DROP=0.5, PRINT_GENERATED_COUNTS_TABLE=False, UPDATE_FRAME_MAX_VOXELS=1000, GIF_FPS=1.0, AXIS_LIMITS_3D=[[-1,1],[-1,1],[-1,1]] | 1.0 | 1000.0 | 100.0 | 1.0 | 0.08 | 4.5 | 5000.0 | 1000.0 | 1.0 | 4.5 | 2.5 | 60.0 | 10.0 | 78.14264550000007 | 0.18 | -0.2 | 0.2 | 0.16666666666666663 | -0.4166666666666667 | 0.16666666666666663 | 40.75635717813042 | 0.2196208854670551 | 0.2196208854670551 | 30 | 0.19285750169193935 | 0.0489897948556636 | 0.17546548312752525 | 0.18192160550539682 | 0.3174688026859549
106 | motion_uncertainty | reconstruction_method=mlem, SEED=11, NUM_MEASUREMENTS=50, TRUE_SOURCE_SPECS=[{"position":[0.18,-0.2,0.2],"relative_strength":1.0}], NUM_CHANNELS=16, DIODE_PITCH=0.006, SEARCH_MIN=[-0.5,-0.5,-0.5], SEARCH_MAX=[0.5,0.5,0.5], GRID_SIZE=13, TRAJECTORY_MODE=grid, LATERAL_SPAN=0.6, VERTICAL_SPAN=0.36, BASE_DISTANCE=1, DISTANCE_SPAN=0.18, ORBIT_RADIUS=1.3, ORBIT_RADIUS_SPAN=0, ORBIT_ANGLE_SPAN_DEG=360.0, ORBIT_START_ANGLE_DEG=0.0, ORBIT_VERTICAL_SPAN=0.0, ORIENTATION_MODE=fixed, FIXED_VIEW_DIRECTION=[0,1,0], SCAN_CENTER=[0.0,0.0,0.0], NUM_ITERATIONS=10000, HISTORY_INTERVAL=1000, MAX_SOURCES_TO_REPORT=1, MIN_SOURCE_DISTANCE=0.08, ACTIVITY_MAX_RELATIVE_DROP=0.5, PRINT_GENERATED_COUNTS_TABLE=False, UPDATE_FRAME_MAX_VOXELS=1000, GIF_FPS=1.0, AXIS_LIMITS_3D=[[-1,1],[-1,1],[-1,1]] | 1.0 | 1000.0 | 100.0 | 1.0 | 0.08 | 4.5 | 5000.0 | 1000.0 | 1.0 | 4.5 | 2.5 | 60.0 | 25.0 | 76.72514600000068 | 0.18 | -0.2 | 0.2 | 0.16666666666666663 | -0.4166666666666667 | 0.16666666666666663 | 42.77102676720988 | 0.2196208854670551 | 0.2196208854670551 | 35 | 0.24315063464066664 | 0.0489897948556636 | 0.1705591483813079 | 0.17251147955011525 | 0.2947430612286869
142 | motion_uncertainty | reconstruction_method=mlem, SEED=11, NUM_MEASUREMENTS=50, TRUE_SOURCE_SPECS=[{"position":[0.18,-0.2,0.2],"relative_strength":1.0}], NUM_CHANNELS=16, DIODE_PITCH=0.006, SEARCH_MIN=[-0.5,-0.5,-0.5], SEARCH_MAX=[0.5,0.5,0.5], GRID_SIZE=13, TRAJECTORY_MODE=grid, LATERAL_SPAN=0.6, VERTICAL_SPAN=0.36, BASE_DISTANCE=1, DISTANCE_SPAN=0.18, ORBIT_RADIUS=1.3, ORBIT_RADIUS_SPAN=0, ORBIT_ANGLE_SPAN_DEG=360.0, ORBIT_START_ANGLE_DEG=0.0, ORBIT_VERTICAL_SPAN=0.0, ORIENTATION_MODE=fixed, FIXED_VIEW_DIRECTION=[0,1,0], SCAN_CENTER=[0.0,0.0,0.0], NUM_ITERATIONS=10000, HISTORY_INTERVAL=1000, MAX_SOURCES_TO_REPORT=1, MIN_SOURCE_DISTANCE=0.08, ACTIVITY_MAX_RELATIVE_DROP=0.5, PRINT_GENERATED_COUNTS_TABLE=False, UPDATE_FRAME_MAX_VOXELS=1000, GIF_FPS=1.0, AXIS_LIMITS_3D=[[-1,1],[-1,1],[-1,1]] | 1.0 | 1000.0 | 100.0 | 1.0 | 0.08 | 4.5 | 5000.0 | 1000.0 | 1.0 | 4.5 | 10.0 | 10.0 | 45.0 | 66.1984693000013 | 0.18 | -0.2 | 0.2 | 0.16666666666666663 | -0.4166666666666667 | 0.16666666666666663 | 47.157508068128905 | 0.2196208854670551 | 0.2196208854670551 | 18 | 0.2039834404480702 | 0.061553951042064646 | 0.26292670763855663 | 0.269344375186339 | 0.3520326155402482
143 | motion_uncertainty | reconstruction_method=mlem, SEED=11, NUM_MEASUREMENTS=50, TRUE_SOURCE_SPECS=[{"position":[0.18,-0.2,0.2],"relative_strength":1.0}], NUM_CHANNELS=16, DIODE_PITCH=0.006, SEARCH_MIN=[-0.5,-0.5,-0.5], SEARCH_MAX=[0.5,0.5,0.5], GRID_SIZE=13, TRAJECTORY_MODE=grid, LATERAL_SPAN=0.6, VERTICAL_SPAN=0.36, BASE_DISTANCE=1, DISTANCE_SPAN=0.18, ORBIT_RADIUS=1.3, ORBIT_RADIUS_SPAN=0, ORBIT_ANGLE_SPAN_DEG=360.0, ORBIT_START_ANGLE_DEG=0.0, ORBIT_VERTICAL_SPAN=0.0, ORIENTATION_MODE=fixed, FIXED_VIEW_DIRECTION=[0,1,0], SCAN_CENTER=[0.0,0.0,0.0], NUM_ITERATIONS=10000, HISTORY_INTERVAL=1000, MAX_SOURCES_TO_REPORT=1, MIN_SOURCE_DISTANCE=0.08, ACTIVITY_MAX_RELATIVE_DROP=0.5, PRINT_GENERATED_COUNTS_TABLE=False, UPDATE_FRAME_MAX_VOXELS=1000, GIF_FPS=1.0, AXIS_LIMITS_3D=[[-1,1],[-1,1],[-1,1]] | 1.0 | 1000.0 | 100.0 | 1.0 | 0.08 | 4.5 | 5000.0 | 1000.0 | 1.0 | 4.5 | 10.0 | 10.0 | 60.0 | 67.69199339999977 | 0.18 | -0.2 | 0.2 | 0.16666666666666663 | -0.4166666666666667 | 0.16666666666666663 | 53.20713555614586 | 0.2196208854670551 | 0.2196208854670551 | 17 | 0.21713435772287293 | 0.13808210118138659 | 0.27487841369945454 | 0.27733263487026066 | 0.35222966202613354
172 | motion_uncertainty | reconstruction_method=mlem, SEED=11, NUM_MEASUREMENTS=50, TRUE_SOURCE_SPECS=[{"position":[0.18,-0.2,0.2],"relative_strength":1.0}], NUM_CHANNELS=16, DIODE_PITCH=0.006, SEARCH_MIN=[-0.5,-0.5,-0.5], SEARCH_MAX=[0.5,0.5,0.5], GRID_SIZE=13, TRAJECTORY_MODE=grid, LATERAL_SPAN=0.6, VERTICAL_SPAN=0.36, BASE_DISTANCE=1, DISTANCE_SPAN=0.18, ORBIT_RADIUS=1.3, ORBIT_RADIUS_SPAN=0, ORBIT_ANGLE_SPAN_DEG=360.0, ORBIT_START_ANGLE_DEG=0.0, ORBIT_VERTICAL_SPAN=0.0, ORIENTATION_MODE=fixed, FIXED_VIEW_DIRECTION=[0,1,0], SCAN_CENTER=[0.0,0.0,0.0], NUM_ITERATIONS=10000, HISTORY_INTERVAL=1000, MAX_SOURCES_TO_REPORT=1, MIN_SOURCE_DISTANCE=0.08, ACTIVITY_MAX_RELATIVE_DROP=0.5, PRINT_GENERATED_COUNTS_TABLE=False, UPDATE_FRAME_MAX_VOXELS=1000, GIF_FPS=1.0, AXIS_LIMITS_3D=[[-1,1],[-1,1],[-1,1]] | 1.0 | 1000.0 | 100.0 | 1.0 | 0.08 | 4.5 | 5000.0 | 1000.0 | 1.0 | 4.5 | 20.0 | 25.0 | 45.0 | 72.40246489999845 | 0.18 | -0.2 | 0.2 | 0.16666666666666663 | -0.4166666666666667 | 0.16666666666666663 | 81.28454055121051 | 0.2196208854670551 | 0.2196208854670551 | 10 | 0.1730302431195324 | 0.061553951042064646 | 0.16775778684581938 | 0.17001386107589486 | 0.24583872509579602
177 | motion_uncertainty | reconstruction_method=mlem, SEED=11, NUM_MEASUREMENTS=50, TRUE_SOURCE_SPECS=[{"position":[0.18,-0.2,0.2],"relative_strength":1.0}], NUM_CHANNELS=16, DIODE_PITCH=0.006, SEARCH_MIN=[-0.5,-0.5,-0.5], SEARCH_MAX=[0.5,0.5,0.5], GRID_SIZE=13, TRAJECTORY_MODE=grid, LATERAL_SPAN=0.6, VERTICAL_SPAN=0.36, BASE_DISTANCE=1, DISTANCE_SPAN=0.18, ORBIT_RADIUS=1.3, ORBIT_RADIUS_SPAN=0, ORBIT_ANGLE_SPAN_DEG=360.0, ORBIT_START_ANGLE_DEG=0.0, ORBIT_VERTICAL_SPAN=0.0, ORIENTATION_MODE=fixed, FIXED_VIEW_DIRECTION=[0,1,0], SCAN_CENTER=[0.0,0.0,0.0], NUM_ITERATIONS=10000, HISTORY_INTERVAL=1000, MAX_SOURCES_TO_REPORT=1, MIN_SOURCE_DISTANCE=0.08, ACTIVITY_MAX_RELATIVE_DROP=0.5, PRINT_GENERATED_COUNTS_TABLE=False, UPDATE_FRAME_MAX_VOXELS=1000, GIF_FPS=1.0, AXIS_LIMITS_3D=[[-1,1],[-1,1],[-1,1]] | 1.0 | 1000.0 | 100.0 | 1.0 | 0.08 | 4.5 | 5000.0 | 1000.0 | 1.0 | 4.5 | 20.0 | 45.0 | 45.0 | 72.64311149999776 | 0.18 | -0.2 | 0.2 | 0.16666666666666663 | -0.4166666666666667 | 0.16666666666666663 | 55.56667394648107 | 0.2196208854670551 | 0.2196208854670551 | 23 | 0.24839703429652643 | 0.06155395104206462 | 0.19104577799544567 | 0.19667713829113032 | 0.3211197126444068
178 | motion_uncertainty | reconstruction_method=mlem, SEED=11, NUM_MEASUREMENTS=50, TRUE_SOURCE_SPECS=[{"position":[0.18,-0.2,0.2],"relative_strength":1.0}], NUM_CHANNELS=16, DIODE_PITCH=0.006, SEARCH_MIN=[-0.5,-0.5,-0.5], SEARCH_MAX=[0.5,0.5,0.5], GRID_SIZE=13, TRAJECTORY_MODE=grid, LATERAL_SPAN=0.6, VERTICAL_SPAN=0.36, BASE_DISTANCE=1, DISTANCE_SPAN=0.18, ORBIT_RADIUS=1.3, ORBIT_RADIUS_SPAN=0, ORBIT_ANGLE_SPAN_DEG=360.0, ORBIT_START_ANGLE_DEG=0.0, ORBIT_VERTICAL_SPAN=0.0, ORIENTATION_MODE=fixed, FIXED_VIEW_DIRECTION=[0,1,0], SCAN_CENTER=[0.0,0.0,0.0], NUM_ITERATIONS=10000, HISTORY_INTERVAL=1000, MAX_SOURCES_TO_REPORT=1, MIN_SOURCE_DISTANCE=0.08, ACTIVITY_MAX_RELATIVE_DROP=0.5, PRINT_GENERATED_COUNTS_TABLE=False, UPDATE_FRAME_MAX_VOXELS=1000, GIF_FPS=1.0, AXIS_LIMITS_3D=[[-1,1],[-1,1],[-1,1]] | 1.0 | 1000.0 | 100.0 | 1.0 | 0.08 | 4.5 | 5000.0 | 1000.0 | 1.0 | 4.5 | 20.0 | 45.0 | 60.0 | 72.69290120000005 | 0.18 | -0.2 | 0.2 | 0.16666666666666663 | -0.4166666666666667 | 0.16666666666666663 | 66.98369970744464 | 0.2196208854670551 | 0.2196208854670551 | 18 | 0.23115940063438797 | 0.061553951042064646 | 0.20942294395694364 | 0.2115976092528515 | 0.32433705507141875
144 | motion_uncertainty | reconstruction_method=mlem, SEED=11, NUM_MEASUREMENTS=50, TRUE_SOURCE_SPECS=[{"position":[0.18,-0.2,0.2],"relative_strength":1.0}], NUM_CHANNELS=16, DIODE_PITCH=0.006, SEARCH_MIN=[-0.5,-0.5,-0.5], SEARCH_MAX=[0.5,0.5,0.5], GRID_SIZE=13, TRAJECTORY_MODE=grid, LATERAL_SPAN=0.6, VERTICAL_SPAN=0.36, BASE_DISTANCE=1, DISTANCE_SPAN=0.18, ORBIT_RADIUS=1.3, ORBIT_RADIUS_SPAN=0, ORBIT_ANGLE_SPAN_DEG=360.0, ORBIT_START_ANGLE_DEG=0.0, ORBIT_VERTICAL_SPAN=0.0, ORIENTATION_MODE=fixed, FIXED_VIEW_DIRECTION=[0,1,0], SCAN_CENTER=[0.0,0.0,0.0], NUM_ITERATIONS=10000, HISTORY_INTERVAL=1000, MAX_SOURCES_TO_REPORT=1, MIN_SOURCE_DISTANCE=0.08, ACTIVITY_MAX_RELATIVE_DROP=0.5, PRINT_GENERATED_COUNTS_TABLE=False, UPDATE_FRAME_MAX_VOXELS=1000, GIF_FPS=1.0, AXIS_LIMITS_3D=[[-1,1],[-1,1],[-1,1]] | 1.0 | 1000.0 | 100.0 | 1.0 | 0.08 | 4.5 | 5000.0 | 1000.0 | 1.0 | 4.5 | 10.0 | 25.0 | 0.0 | 66.8633735000003 | 0.18 | -0.2 | 0.2 | 0.16666666666666663 | -0.5 | 0.16666666666666663 | 45.76997313964607 | 0.3021405118299909 | 0.3021405118299909 | 9 | 0.09966564566181638 | 0.2196208854670551 | 0.30359465936057795 | 0.3065053700171353 | 0.34017929698288235
53 | k_model | reconstruction_method=mlem, SEED=11, NUM_MEASUREMENTS=50, TRUE_SOURCE_SPECS=[{"position":[0.18,-0.2,0.2],"relative_strength":1.0}], NUM_CHANNELS=16, DIODE_PITCH=0.006, SEARCH_MIN=[-0.5,-0.5,-0.5], SEARCH_MAX=[0.5,0.5,0.5], GRID_SIZE=13, TRAJECTORY_MODE=grid, LATERAL_SPAN=0.6, VERTICAL_SPAN=0.36, BASE_DISTANCE=1, DISTANCE_SPAN=0.18, ORBIT_RADIUS=1.3, ORBIT_RADIUS_SPAN=0, ORBIT_ANGLE_SPAN_DEG=360.0, ORBIT_START_ANGLE_DEG=0.0, ORBIT_VERTICAL_SPAN=0.0, ORIENTATION_MODE=fixed, FIXED_VIEW_DIRECTION=[0,1,0], SCAN_CENTER=[0.0,0.0,0.0], NUM_ITERATIONS=10000, HISTORY_INTERVAL=1000, MAX_SOURCES_TO_REPORT=1, MIN_SOURCE_DISTANCE=0.08, ACTIVITY_MAX_RELATIVE_DROP=0.5, PRINT_GENERATED_COUNTS_TABLE=False, UPDATE_FRAME_MAX_VOXELS=1000, GIF_FPS=1.0, AXIS_LIMITS_3D=[[-1,1],[-1,1],[-1,1]] | 1.0 | 1000.0 | 100.0 | 1.0 | 0.08 | 4.5 | 5000.0 | 1000.0 | 1.0 | 9 | 10.0 | 0.0 | 0.0 | 15.363460500000656 | 0.18 | -0.2 | 0.2 | 0.16666666666666663 | -0.5 | 0.25 | 169.37664480964665 | 0.30443025108845173 | 0.30443025108845173 | 5 | 0.11662896811625001 | 0.30443025108845173 | 0.34498772658858384 | 0.3414255070380078 | 0.37088815406167286
54 | k_model | reconstruction_method=mlem, SEED=11, NUM_MEASUREMENTS=50, TRUE_SOURCE_SPECS=[{"position":[0.18,-0.2,0.2],"relative_strength":1.0}], NUM_CHANNELS=16, DIODE_PITCH=0.006, SEARCH_MIN=[-0.5,-0.5,-0.5], SEARCH_MAX=[0.5,0.5,0.5], GRID_SIZE=13, TRAJECTORY_MODE=grid, LATERAL_SPAN=0.6, VERTICAL_SPAN=0.36, BASE_DISTANCE=1, DISTANCE_SPAN=0.18, ORBIT_RADIUS=1.3, ORBIT_RADIUS_SPAN=0, ORBIT_ANGLE_SPAN_DEG=360.0, ORBIT_START_ANGLE_DEG=0.0, ORBIT_VERTICAL_SPAN=0.0, ORIENTATION_MODE=fixed, FIXED_VIEW_DIRECTION=[0,1,0], SCAN_CENTER=[0.0,0.0,0.0], NUM_ITERATIONS=10000, HISTORY_INTERVAL=1000, MAX_SOURCES_TO_REPORT=1, MIN_SOURCE_DISTANCE=0.08, ACTIVITY_MAX_RELATIVE_DROP=0.5, PRINT_GENERATED_COUNTS_TABLE=False, UPDATE_FRAME_MAX_VOXELS=1000, GIF_FPS=1.0, AXIS_LIMITS_3D=[[-1,1],[-1,1],[-1,1]] | 1.0 | 1000.0 | 100.0 | 1.0 | 0.08 | 9.0 | 5000.0 | 1000.0 | 1.0 | 2 | 10.0 | 0.0 | 0.0 | 19.1079608 | 0.18 | -0.2 | 0.2 | 0.16666666666666663 | -0.5 | 0.25 | 816.5680185725055 | 0.30443025108845173 | 0.30443025108845173 | 1 | 0.6136970832902728 | 0.30443025108845173 | 0.30443025108845173 | 0.30443025108845173 | 0.30443025108845173
55 | k_model | reconstruction_method=mlem, SEED=11, NUM_MEASUREMENTS=50, TRUE_SOURCE_SPECS=[{"position":[0.18,-0.2,0.2],"relative_strength":1.0}], NUM_CHANNELS=16, DIODE_PITCH=0.006, SEARCH_MIN=[-0.5,-0.5,-0.5], SEARCH_MAX=[0.5,0.5,0.5], GRID_SIZE=13, TRAJECTORY_MODE=grid, LATERAL_SPAN=0.6, VERTICAL_SPAN=0.36, BASE_DISTANCE=1, DISTANCE_SPAN=0.18, ORBIT_RADIUS=1.3, ORBIT_RADIUS_SPAN=0, ORBIT_ANGLE_SPAN_DEG=360.0, ORBIT_START_ANGLE_DEG=0.0, ORBIT_VERTICAL_SPAN=0.0, ORIENTATION_MODE=fixed, FIXED_VIEW_DIRECTION=[0,1,0], SCAN_CENTER=[0.0,0.0,0.0], NUM_ITERATIONS=10000, HISTORY_INTERVAL=1000, MAX_SOURCES_TO_REPORT=1, MIN_SOURCE_DISTANCE=0.08, ACTIVITY_MAX_RELATIVE_DROP=0.5, PRINT_GENERATED_COUNTS_TABLE=False, UPDATE_FRAME_MAX_VOXELS=1000, GIF_FPS=1.0, AXIS_LIMITS_3D=[[-1,1],[-1,1],[-1,1]] | 1.0 | 1000.0 | 100.0 | 1.0 | 0.08 | 9.0 | 5000.0 | 1000.0 | 1.0 | 3 | 10.0 | 0.0 | 0.0 | 18.28483000000051 | 0.18 | -0.2 | 0.2 | 0.16666666666666663 | -0.5 | 0.25 | 679.0099900143492 | 0.30443025108845173 | 0.30443025108845173 | 1 | 0.458614615979793 | 0.30443025108845173 | 0.30443025108845173 | 0.30443025108845173 | 0.30443025108845173
3 | background_1000 | reconstruction_method=mlem, SEED=11, NUM_MEASUREMENTS=50, TRUE_SOURCE_SPECS=[{"position":[0.18,-0.2,0.2],"relative_strength":1.0}], NUM_CHANNELS=16, DIODE_PITCH=0.006, SEARCH_MIN=[-0.5,-0.5,-0.5], SEARCH_MAX=[0.5,0.5,0.5], GRID_SIZE=13, TRAJECTORY_MODE=grid, LATERAL_SPAN=0.6, VERTICAL_SPAN=0.36, BASE_DISTANCE=1, DISTANCE_SPAN=0.18, ORBIT_RADIUS=1.3, ORBIT_RADIUS_SPAN=0, ORBIT_ANGLE_SPAN_DEG=360.0, ORBIT_START_ANGLE_DEG=0.0, ORBIT_VERTICAL_SPAN=0.0, ORIENTATION_MODE=fixed, FIXED_VIEW_DIRECTION=[0,1,0], SCAN_CENTER=[0.0,0.0,0.0], NUM_ITERATIONS=10000, HISTORY_INTERVAL=1000, MAX_SOURCES_TO_REPORT=1, MIN_SOURCE_DISTANCE=0.08, ACTIVITY_MAX_RELATIVE_DROP=0.5, PRINT_GENERATED_COUNTS_TABLE=False, UPDATE_FRAME_MAX_VOXELS=1000, GIF_FPS=1.0, AXIS_LIMITS_3D=[[-1,1],[-1,1],[-1,1]] | 1.0 | 1000.0 | 100.0 | 1.0 | 0.08 | 4.5 | 5000.0 | 3000.0 | 1.0 | 4.5 | 10.0 | 0.0 | 0.0 | 56.87160959999892 | 0.18 | -0.2 | 0.2 | 0.25 | -0.5 | 0.16666666666666663 | 411.4913464754722 | 0.30985659765625634 | 0.30985659765625634 | 2 | 0.999999987546671 | 0.3021405118299909 | 0.30599855474312365 | 0.30725638545478845 | 0.3090849890736298
6 | background_5000 | reconstruction_method=mlem, SEED=11, NUM_MEASUREMENTS=50, TRUE_SOURCE_SPECS=[{"position":[0.18,-0.2,0.2],"relative_strength":1.0}], NUM_CHANNELS=16, DIODE_PITCH=0.006, SEARCH_MIN=[-0.5,-0.5,-0.5], SEARCH_MAX=[0.5,0.5,0.5], GRID_SIZE=13, TRAJECTORY_MODE=grid, LATERAL_SPAN=0.6, VERTICAL_SPAN=0.36, BASE_DISTANCE=1, DISTANCE_SPAN=0.18, ORBIT_RADIUS=1.3, ORBIT_RADIUS_SPAN=0, ORBIT_ANGLE_SPAN_DEG=360.0, ORBIT_START_ANGLE_DEG=0.0, ORBIT_VERTICAL_SPAN=0.0, ORIENTATION_MODE=fixed, FIXED_VIEW_DIRECTION=[0,1,0], SCAN_CENTER=[0.0,0.0,0.0], NUM_ITERATIONS=10000, HISTORY_INTERVAL=1000, MAX_SOURCES_TO_REPORT=1, MIN_SOURCE_DISTANCE=0.08, ACTIVITY_MAX_RELATIVE_DROP=0.5, PRINT_GENERATED_COUNTS_TABLE=False, UPDATE_FRAME_MAX_VOXELS=1000, GIF_FPS=1.0, AXIS_LIMITS_3D=[[-1,1],[-1,1],[-1,1]] | 1.0 | 5000.0 | 300.0 | 1.0 | 0.08 | 4.5 | 5000.0 | 8000.0 | 1.0 | 4.5 | 10.0 | 0.0 | 0.0 | 48.688974900000176 | 0.18 | -0.2 | 0.2 | 0.25 | -0.5 | 0.16666666666666663 | 118.67839105260076 | 0.30985659765625634 | 0.30985659765625634 | 1 | 0.6735705429457353 | 0.30985659765625634 | 0.30985659765625634 | 0.30985659765625634 | 0.30985659765625634
147 | motion_uncertainty | reconstruction_method=mlem, SEED=11, NUM_MEASUREMENTS=50, TRUE_SOURCE_SPECS=[{"position":[0.18,-0.2,0.2],"relative_strength":1.0}], NUM_CHANNELS=16, DIODE_PITCH=0.006, SEARCH_MIN=[-0.5,-0.5,-0.5], SEARCH_MAX=[0.5,0.5,0.5], GRID_SIZE=13, TRAJECTORY_MODE=grid, LATERAL_SPAN=0.6, VERTICAL_SPAN=0.36, BASE_DISTANCE=1, DISTANCE_SPAN=0.18, ORBIT_RADIUS=1.3, ORBIT_RADIUS_SPAN=0, ORBIT_ANGLE_SPAN_DEG=360.0, ORBIT_START_ANGLE_DEG=0.0, ORBIT_VERTICAL_SPAN=0.0, ORIENTATION_MODE=fixed, FIXED_VIEW_DIRECTION=[0,1,0], SCAN_CENTER=[0.0,0.0,0.0], NUM_ITERATIONS=10000, HISTORY_INTERVAL=1000, MAX_SOURCES_TO_REPORT=1, MIN_SOURCE_DISTANCE=0.08, ACTIVITY_MAX_RELATIVE_DROP=0.5, PRINT_GENERATED_COUNTS_TABLE=False, UPDATE_FRAME_MAX_VOXELS=1000, GIF_FPS=1.0, AXIS_LIMITS_3D=[[-1,1],[-1,1],[-1,1]] | 1.0 | 1000.0 | 100.0 | 1.0 | 0.08 | 4.5 | 5000.0 | 1000.0 | 1.0 | 4.5 | 10.0 | 25.0 | 45.0 | 68.20105939999848 | 0.18 | -0.2 | 0.2 | 0.25 | -0.5 | 0.16666666666666663 | 62.179534111490305 | 0.30985659765625634 | 0.30985659765625634 | 11 | 0.14494404307362402 | 0.2196208854670551 | 0.30120495305333267 | 0.30218251461786083 | 0.351441476082592
148 | motion_uncertainty | reconstruction_method=mlem, SEED=11, NUM_MEASUREMENTS=50, TRUE_SOURCE_SPECS=[{"position":[0.18,-0.2,0.2],"relative_strength":1.0}], NUM_CHANNELS=16, DIODE_PITCH=0.006, SEARCH_MIN=[-0.5,-0.5,-0.5], SEARCH_MAX=[0.5,0.5,0.5], GRID_SIZE=13, TRAJECTORY_MODE=grid, LATERAL_SPAN=0.6, VERTICAL_SPAN=0.36, BASE_DISTANCE=1, DISTANCE_SPAN=0.18, ORBIT_RADIUS=1.3, ORBIT_RADIUS_SPAN=0, ORBIT_ANGLE_SPAN_DEG=360.0, ORBIT_START_ANGLE_DEG=0.0, ORBIT_VERTICAL_SPAN=0.0, ORIENTATION_MODE=fixed, FIXED_VIEW_DIRECTION=[0,1,0], SCAN_CENTER=[0.0,0.0,0.0], NUM_ITERATIONS=10000, HISTORY_INTERVAL=1000, MAX_SOURCES_TO_REPORT=1, MIN_SOURCE_DISTANCE=0.08, ACTIVITY_MAX_RELATIVE_DROP=0.5, PRINT_GENERATED_COUNTS_TABLE=False, UPDATE_FRAME_MAX_VOXELS=1000, GIF_FPS=1.0, AXIS_LIMITS_3D=[[-1,1],[-1,1],[-1,1]] | 1.0 | 1000.0 | 100.0 | 1.0 | 0.08 | 4.5 | 5000.0 | 1000.0 | 1.0 | 4.5 | 10.0 | 25.0 | 60.0 | 66.49489790000007 | 0.18 | -0.2 | 0.2 | 0.25 | -0.5 | 0.16666666666666663 | 69.00021530589527 | 0.30985659765625634 | 0.30985659765625634 | 10 | 0.145169787999752 | 0.2196208854670551 | 0.2961813007504067 | 0.2967462153353034 | 0.3400443283084155
9 | background_20000 | reconstruction_method=mlem, SEED=11, NUM_MEASUREMENTS=50, TRUE_SOURCE_SPECS=[{"position":[0.18,-0.2,0.2],"relative_strength":1.0}], NUM_CHANNELS=16, DIODE_PITCH=0.006, SEARCH_MIN=[-0.5,-0.5,-0.5], SEARCH_MAX=[0.5,0.5,0.5], GRID_SIZE=13, TRAJECTORY_MODE=grid, LATERAL_SPAN=0.6, VERTICAL_SPAN=0.36, BASE_DISTANCE=1, DISTANCE_SPAN=0.18, ORBIT_RADIUS=1.3, ORBIT_RADIUS_SPAN=0, ORBIT_ANGLE_SPAN_DEG=360.0, ORBIT_START_ANGLE_DEG=0.0, ORBIT_VERTICAL_SPAN=0.0, ORIENTATION_MODE=fixed, FIXED_VIEW_DIRECTION=[0,1,0], SCAN_CENTER=[0.0,0.0,0.0], NUM_ITERATIONS=10000, HISTORY_INTERVAL=1000, MAX_SOURCES_TO_REPORT=1, MIN_SOURCE_DISTANCE=0.08, ACTIVITY_MAX_RELATIVE_DROP=0.5, PRINT_GENERATED_COUNTS_TABLE=False, UPDATE_FRAME_MAX_VOXELS=1000, GIF_FPS=1.0, AXIS_LIMITS_3D=[[-1,1],[-1,1],[-1,1]] | 1.0 | 20000.0 | 1000.0 | 1.0 | 0.08 | 4.5 | 5000.0 | 25000.0 | 1.0 | 4.5 | 10.0 | 0.0 | 0.0 | 43.230394300000626 | 0.18 | -0.2 | 0.2 | 0.25 | -0.5 | 0.25 | 2.044202131110877e-269 | 0.3120897306865447 | 0.3120897306865447 | 0 | 0.0 | nan | nan | nan | nan
5 | background_5000 | reconstruction_method=mlem, SEED=11, NUM_MEASUREMENTS=50, TRUE_SOURCE_SPECS=[{"position":[0.18,-0.2,0.2],"relative_strength":1.0}], NUM_CHANNELS=16, DIODE_PITCH=0.006, SEARCH_MIN=[-0.5,-0.5,-0.5], SEARCH_MAX=[0.5,0.5,0.5], GRID_SIZE=13, TRAJECTORY_MODE=grid, LATERAL_SPAN=0.6, VERTICAL_SPAN=0.36, BASE_DISTANCE=1, DISTANCE_SPAN=0.18, ORBIT_RADIUS=1.3, ORBIT_RADIUS_SPAN=0, ORBIT_ANGLE_SPAN_DEG=360.0, ORBIT_START_ANGLE_DEG=0.0, ORBIT_VERTICAL_SPAN=0.0, ORIENTATION_MODE=fixed, FIXED_VIEW_DIRECTION=[0,1,0], SCAN_CENTER=[0.0,0.0,0.0], NUM_ITERATIONS=10000, HISTORY_INTERVAL=1000, MAX_SOURCES_TO_REPORT=1, MIN_SOURCE_DISTANCE=0.08, ACTIVITY_MAX_RELATIVE_DROP=0.5, PRINT_GENERATED_COUNTS_TABLE=False, UPDATE_FRAME_MAX_VOXELS=1000, GIF_FPS=1.0, AXIS_LIMITS_3D=[[-1,1],[-1,1],[-1,1]] | 1.0 | 5000.0 | 300.0 | 1.0 | 0.08 | 4.5 | 5000.0 | 5000.0 | 1.0 | 4.5 | 10.0 | 0.0 | 0.0 | 17.180076099999496 | 0.18 | -0.2 | 0.2 | 0.08333333333333326 | -0.5 | 0.16666666666666663 | 46.84426135928549 | 0.31694724412046177 | 0.31694724412046177 | 12 | 0.10831733292147822 | 0.2196208854670551 | 0.30437276579985223 | 0.3062180053550529 | 0.3501532322759185
8 | background_20000 | reconstruction_method=mlem, SEED=11, NUM_MEASUREMENTS=50, TRUE_SOURCE_SPECS=[{"position":[0.18,-0.2,0.2],"relative_strength":1.0}], NUM_CHANNELS=16, DIODE_PITCH=0.006, SEARCH_MIN=[-0.5,-0.5,-0.5], SEARCH_MAX=[0.5,0.5,0.5], GRID_SIZE=13, TRAJECTORY_MODE=grid, LATERAL_SPAN=0.6, VERTICAL_SPAN=0.36, BASE_DISTANCE=1, DISTANCE_SPAN=0.18, ORBIT_RADIUS=1.3, ORBIT_RADIUS_SPAN=0, ORBIT_ANGLE_SPAN_DEG=360.0, ORBIT_START_ANGLE_DEG=0.0, ORBIT_VERTICAL_SPAN=0.0, ORIENTATION_MODE=fixed, FIXED_VIEW_DIRECTION=[0,1,0], SCAN_CENTER=[0.0,0.0,0.0], NUM_ITERATIONS=10000, HISTORY_INTERVAL=1000, MAX_SOURCES_TO_REPORT=1, MIN_SOURCE_DISTANCE=0.08, ACTIVITY_MAX_RELATIVE_DROP=0.5, PRINT_GENERATED_COUNTS_TABLE=False, UPDATE_FRAME_MAX_VOXELS=1000, GIF_FPS=1.0, AXIS_LIMITS_3D=[[-1,1],[-1,1],[-1,1]] | 1.0 | 20000.0 | 1000.0 | 1.0 | 0.08 | 4.5 | 5000.0 | 20000.0 | 1.0 | 4.5 | 10.0 | 0.0 | 0.0 | 15.818732499999896 | 0.18 | -0.2 | 0.2 | 0.08333333333333326 | -0.5 | 0.16666666666666663 | 45.470775524131405 | 0.31694724412046177 | 0.31694724412046177 | 12 | 0.09811576329068027 | 0.2196208854670551 | 0.313489849055771 | 0.31481978615811884 | 0.33831199547965085
15 | source_signal | reconstruction_method=mlem, SEED=11, NUM_MEASUREMENTS=50, TRUE_SOURCE_SPECS=[{"position":[0.18,-0.2,0.2],"relative_strength":1.0}], NUM_CHANNELS=16, DIODE_PITCH=0.006, SEARCH_MIN=[-0.5,-0.5,-0.5], SEARCH_MAX=[0.5,0.5,0.5], GRID_SIZE=13, TRAJECTORY_MODE=grid, LATERAL_SPAN=0.6, VERTICAL_SPAN=0.36, BASE_DISTANCE=1, DISTANCE_SPAN=0.18, ORBIT_RADIUS=1.3, ORBIT_RADIUS_SPAN=0, ORBIT_ANGLE_SPAN_DEG=360.0, ORBIT_START_ANGLE_DEG=0.0, ORBIT_VERTICAL_SPAN=0.0, ORIENTATION_MODE=fixed, FIXED_VIEW_DIRECTION=[0,1,0], SCAN_CENTER=[0.0,0.0,0.0], NUM_ITERATIONS=10000, HISTORY_INTERVAL=1000, MAX_SOURCES_TO_REPORT=1, MIN_SOURCE_DISTANCE=0.08, ACTIVITY_MAX_RELATIVE_DROP=0.5, PRINT_GENERATED_COUNTS_TABLE=False, UPDATE_FRAME_MAX_VOXELS=1000, GIF_FPS=1.0, AXIS_LIMITS_3D=[[-1,1],[-1,1],[-1,1]] | 1.0 | 1000.0 | 100.0 | 1.0 | 0.08 | 4.5 | 1000.0 | 1000.0 | 1.0 | 4.5 | 10.0 | 0.0 | 0.0 | 14.920985799999471 | 0.18 | -0.2 | 0.2 | 0.08333333333333326 | -0.5 | 0.16666666666666663 | 10.087264688918081 | 0.31694724412046177 | 0.31694724412046177 | 11 | 0.10476429995446694 | 0.2196208854670551 | 0.29963010502718296 | 0.3038020845815934 | 0.3385590380158566
16 | source_signal | reconstruction_method=mlem, SEED=11, NUM_MEASUREMENTS=50, TRUE_SOURCE_SPECS=[{"position":[0.18,-0.2,0.2],"relative_strength":1.0}], NUM_CHANNELS=16, DIODE_PITCH=0.006, SEARCH_MIN=[-0.5,-0.5,-0.5], SEARCH_MAX=[0.5,0.5,0.5], GRID_SIZE=13, TRAJECTORY_MODE=grid, LATERAL_SPAN=0.6, VERTICAL_SPAN=0.36, BASE_DISTANCE=1, DISTANCE_SPAN=0.18, ORBIT_RADIUS=1.3, ORBIT_RADIUS_SPAN=0, ORBIT_ANGLE_SPAN_DEG=360.0, ORBIT_START_ANGLE_DEG=0.0, ORBIT_VERTICAL_SPAN=0.0, ORIENTATION_MODE=fixed, FIXED_VIEW_DIRECTION=[0,1,0], SCAN_CENTER=[0.0,0.0,0.0], NUM_ITERATIONS=10000, HISTORY_INTERVAL=1000, MAX_SOURCES_TO_REPORT=1, MIN_SOURCE_DISTANCE=0.08, ACTIVITY_MAX_RELATIVE_DROP=0.5, PRINT_GENERATED_COUNTS_TABLE=False, UPDATE_FRAME_MAX_VOXELS=1000, GIF_FPS=1.0, AXIS_LIMITS_3D=[[-1,1],[-1,1],[-1,1]] | 1.0 | 1000.0 | 100.0 | 1.0 | 0.08 | 4.5 | 2500.0 | 1000.0 | 1.0 | 4.5 | 10.0 | 0.0 | 0.0 | 19.756177499999467 | 0.18 | -0.2 | 0.2 | 0.08333333333333326 | -0.5 | 0.16666666666666663 | 22.013846024922266 | 0.31694724412046177 | 0.31694724412046177 | 13 | 0.11648249676402343 | 0.13808210118138659 | 0.287277653451837 | 0.29000837588287404 | 0.34886498846924496
20 | channel_model | reconstruction_method=mlem, SEED=11, NUM_MEASUREMENTS=50, TRUE_SOURCE_SPECS=[{"position":[0.18,-0.2,0.2],"relative_strength":1.0}], NUM_CHANNELS=16, DIODE_PITCH=0.006, SEARCH_MIN=[-0.5,-0.5,-0.5], SEARCH_MAX=[0.5,0.5,0.5], GRID_SIZE=13, TRAJECTORY_MODE=grid, LATERAL_SPAN=0.6, VERTICAL_SPAN=0.36, BASE_DISTANCE=1, DISTANCE_SPAN=0.18, ORBIT_RADIUS=1.3, ORBIT_RADIUS_SPAN=0, ORBIT_ANGLE_SPAN_DEG=360.0, ORBIT_START_ANGLE_DEG=0.0, ORBIT_VERTICAL_SPAN=0.0, ORIENTATION_MODE=fixed, FIXED_VIEW_DIRECTION=[0,1,0], SCAN_CENTER=[0.0,0.0,0.0], NUM_ITERATIONS=10000, HISTORY_INTERVAL=1000, MAX_SOURCES_TO_REPORT=1, MIN_SOURCE_DISTANCE=0.08, ACTIVITY_MAX_RELATIVE_DROP=0.5, PRINT_GENERATED_COUNTS_TABLE=False, UPDATE_FRAME_MAX_VOXELS=1000, GIF_FPS=1.0, AXIS_LIMITS_3D=[[-1,1],[-1,1],[-1,1]] | 1.0 | 1000.0 | 100.0 | 0.8 | 0.08 | 4.5 | 5000.0 | 1000.0 | 0.8 | 4.5 | 10.0 | 0.0 | 0.0 | 17.866290600000866 | 0.18 | -0.2 | 0.2 | 0.08333333333333326 | -0.5 | 0.16666666666666663 | 49.51099504837262 | 0.31694724412046177 | 0.31694724412046177 | 24 | 0.1890158492910136 | 0.061553951042064646 | 0.23045079039995472 | 0.2343091586619701 | 0.3378179104072394
21 | channel_model | reconstruction_method=mlem, SEED=11, NUM_MEASUREMENTS=50, TRUE_SOURCE_SPECS=[{"position":[0.18,-0.2,0.2],"relative_strength":1.0}], NUM_CHANNELS=16, DIODE_PITCH=0.006, SEARCH_MIN=[-0.5,-0.5,-0.5], SEARCH_MAX=[0.5,0.5,0.5], GRID_SIZE=13, TRAJECTORY_MODE=grid, LATERAL_SPAN=0.6, VERTICAL_SPAN=0.36, BASE_DISTANCE=1, DISTANCE_SPAN=0.18, ORBIT_RADIUS=1.3, ORBIT_RADIUS_SPAN=0, ORBIT_ANGLE_SPAN_DEG=360.0, ORBIT_START_ANGLE_DEG=0.0, ORBIT_VERTICAL_SPAN=0.0, ORIENTATION_MODE=fixed, FIXED_VIEW_DIRECTION=[0,1,0], SCAN_CENTER=[0.0,0.0,0.0], NUM_ITERATIONS=10000, HISTORY_INTERVAL=1000, MAX_SOURCES_TO_REPORT=1, MIN_SOURCE_DISTANCE=0.08, ACTIVITY_MAX_RELATIVE_DROP=0.5, PRINT_GENERATED_COUNTS_TABLE=False, UPDATE_FRAME_MAX_VOXELS=1000, GIF_FPS=1.0, AXIS_LIMITS_3D=[[-1,1],[-1,1],[-1,1]] | 1.0 | 1000.0 | 100.0 | 0.8 | 0.08 | 4.5 | 5000.0 | 1000.0 | 0.9 | 4.5 | 10.0 | 0.0 | 0.0 | 17.81850889999987 | 0.18 | -0.2 | 0.2 | 0.08333333333333326 | -0.5 | 0.16666666666666663 | 44.0097733760921 | 0.31694724412046177 | 0.31694724412046177 | 24 | 0.18901584929048007 | 0.061553951042064646 | 0.23045079039995472 | 0.23430915866247612 | 0.3378179104072394
22 | channel_model | reconstruction_method=mlem, SEED=11, NUM_MEASUREMENTS=50, TRUE_SOURCE_SPECS=[{"position":[0.18,-0.2,0.2],"relative_strength":1.0}], NUM_CHANNELS=16, DIODE_PITCH=0.006, SEARCH_MIN=[-0.5,-0.5,-0.5], SEARCH_MAX=[0.5,0.5,0.5], GRID_SIZE=13, TRAJECTORY_MODE=grid, LATERAL_SPAN=0.6, VERTICAL_SPAN=0.36, BASE_DISTANCE=1, DISTANCE_SPAN=0.18, ORBIT_RADIUS=1.3, ORBIT_RADIUS_SPAN=0, ORBIT_ANGLE_SPAN_DEG=360.0, ORBIT_START_ANGLE_DEG=0.0, ORBIT_VERTICAL_SPAN=0.0, ORIENTATION_MODE=fixed, FIXED_VIEW_DIRECTION=[0,1,0], SCAN_CENTER=[0.0,0.0,0.0], NUM_ITERATIONS=10000, HISTORY_INTERVAL=1000, MAX_SOURCES_TO_REPORT=1, MIN_SOURCE_DISTANCE=0.08, ACTIVITY_MAX_RELATIVE_DROP=0.5, PRINT_GENERATED_COUNTS_TABLE=False, UPDATE_FRAME_MAX_VOXELS=1000, GIF_FPS=1.0, AXIS_LIMITS_3D=[[-1,1],[-1,1],[-1,1]] | 1.0 | 1000.0 | 100.0 | 0.8 | 0.08 | 4.5 | 5000.0 | 1000.0 | 1.0 | 4.5 | 10.0 | 0.0 | 0.0 | 17.67922499999986 | 0.18 | -0.2 | 0.2 | 0.08333333333333326 | -0.5 | 0.16666666666666663 | 39.60879603879871 | 0.31694724412046177 | 0.31694724412046177 | 24 | 0.18901584929078485 | 0.061553951042064646 | 0.23045079039995472 | 0.23430915866215996 | 0.3378179104072394
23 | channel_model | reconstruction_method=mlem, SEED=11, NUM_MEASUREMENTS=50, TRUE_SOURCE_SPECS=[{"position":[0.18,-0.2,0.2],"relative_strength":1.0}], NUM_CHANNELS=16, DIODE_PITCH=0.006, SEARCH_MIN=[-0.5,-0.5,-0.5], SEARCH_MAX=[0.5,0.5,0.5], GRID_SIZE=13, TRAJECTORY_MODE=grid, LATERAL_SPAN=0.6, VERTICAL_SPAN=0.36, BASE_DISTANCE=1, DISTANCE_SPAN=0.18, ORBIT_RADIUS=1.3, ORBIT_RADIUS_SPAN=0, ORBIT_ANGLE_SPAN_DEG=360.0, ORBIT_START_ANGLE_DEG=0.0, ORBIT_VERTICAL_SPAN=0.0, ORIENTATION_MODE=fixed, FIXED_VIEW_DIRECTION=[0,1,0], SCAN_CENTER=[0.0,0.0,0.0], NUM_ITERATIONS=10000, HISTORY_INTERVAL=1000, MAX_SOURCES_TO_REPORT=1, MIN_SOURCE_DISTANCE=0.08, ACTIVITY_MAX_RELATIVE_DROP=0.5, PRINT_GENERATED_COUNTS_TABLE=False, UPDATE_FRAME_MAX_VOXELS=1000, GIF_FPS=1.0, AXIS_LIMITS_3D=[[-1,1],[-1,1],[-1,1]] | 1.0 | 1000.0 | 100.0 | 0.8 | 0.08 | 4.5 | 5000.0 | 1000.0 | 1.1 | 4.5 | 10.0 | 0.0 | 0.0 | 19.31648519999908 | 0.18 | -0.2 | 0.2 | 0.08333333333333326 | -0.5 | 0.16666666666666663 | 36.00799639871248 | 0.31694724412046177 | 0.31694724412046177 | 24 | 0.18901584929081303 | 0.061553951042064646 | 0.23045079039995472 | 0.23430915866214172 | 0.3378179104072394
24 | channel_model | reconstruction_method=mlem, SEED=11, NUM_MEASUREMENTS=50, TRUE_SOURCE_SPECS=[{"position":[0.18,-0.2,0.2],"relative_strength":1.0}], NUM_CHANNELS=16, DIODE_PITCH=0.006, SEARCH_MIN=[-0.5,-0.5,-0.5], SEARCH_MAX=[0.5,0.5,0.5], GRID_SIZE=13, TRAJECTORY_MODE=grid, LATERAL_SPAN=0.6, VERTICAL_SPAN=0.36, BASE_DISTANCE=1, DISTANCE_SPAN=0.18, ORBIT_RADIUS=1.3, ORBIT_RADIUS_SPAN=0, ORBIT_ANGLE_SPAN_DEG=360.0, ORBIT_START_ANGLE_DEG=0.0, ORBIT_VERTICAL_SPAN=0.0, ORIENTATION_MODE=fixed, FIXED_VIEW_DIRECTION=[0,1,0], SCAN_CENTER=[0.0,0.0,0.0], NUM_ITERATIONS=10000, HISTORY_INTERVAL=1000, MAX_SOURCES_TO_REPORT=1, MIN_SOURCE_DISTANCE=0.08, ACTIVITY_MAX_RELATIVE_DROP=0.5, PRINT_GENERATED_COUNTS_TABLE=False, UPDATE_FRAME_MAX_VOXELS=1000, GIF_FPS=1.0, AXIS_LIMITS_3D=[[-1,1],[-1,1],[-1,1]] | 1.0 | 1000.0 | 100.0 | 0.8 | 0.08 | 4.5 | 5000.0 | 1000.0 | 1.2 | 4.5 | 10.0 | 0.0 | 0.0 | 17.081582499999058 | 0.18 | -0.2 | 0.2 | 0.08333333333333326 | -0.5 | 0.16666666666666663 | 33.007330032189614 | 0.31694724412046177 | 0.31694724412046177 | 24 | 0.1890158492911987 | 0.061553951042064646 | 0.23045079039995472 | 0.2343091586619878 | 0.3378179104072394
25 | channel_model | reconstruction_method=mlem, SEED=11, NUM_MEASUREMENTS=50, TRUE_SOURCE_SPECS=[{"position":[0.18,-0.2,0.2],"relative_strength":1.0}], NUM_CHANNELS=16, DIODE_PITCH=0.006, SEARCH_MIN=[-0.5,-0.5,-0.5], SEARCH_MAX=[0.5,0.5,0.5], GRID_SIZE=13, TRAJECTORY_MODE=grid, LATERAL_SPAN=0.6, VERTICAL_SPAN=0.36, BASE_DISTANCE=1, DISTANCE_SPAN=0.18, ORBIT_RADIUS=1.3, ORBIT_RADIUS_SPAN=0, ORBIT_ANGLE_SPAN_DEG=360.0, ORBIT_START_ANGLE_DEG=0.0, ORBIT_VERTICAL_SPAN=0.0, ORIENTATION_MODE=fixed, FIXED_VIEW_DIRECTION=[0,1,0], SCAN_CENTER=[0.0,0.0,0.0], NUM_ITERATIONS=10000, HISTORY_INTERVAL=1000, MAX_SOURCES_TO_REPORT=1, MIN_SOURCE_DISTANCE=0.08, ACTIVITY_MAX_RELATIVE_DROP=0.5, PRINT_GENERATED_COUNTS_TABLE=False, UPDATE_FRAME_MAX_VOXELS=1000, GIF_FPS=1.0, AXIS_LIMITS_3D=[[-1,1],[-1,1],[-1,1]] | 1.0 | 1000.0 | 100.0 | 0.8 | 0.08 | 4.5 | 5000.0 | 1000.0 | 1.5 | 4.5 | 10.0 | 0.0 | 0.0 | 17.405025000000023 | 0.18 | -0.2 | 0.2 | 0.08333333333333326 | -0.5 | 0.16666666666666663 | 26.405864025690683 | 0.31694724412046177 | 0.31694724412046177 | 24 | 0.18901584929095283 | 0.061553951042064646 | 0.23045079039995472 | 0.23430915866203092 | 0.3378179104072394
38 | channel_model | reconstruction_method=mlem, SEED=11, NUM_MEASUREMENTS=50, TRUE_SOURCE_SPECS=[{"position":[0.18,-0.2,0.2],"relative_strength":1.0}], NUM_CHANNELS=16, DIODE_PITCH=0.006, SEARCH_MIN=[-0.5,-0.5,-0.5], SEARCH_MAX=[0.5,0.5,0.5], GRID_SIZE=13, TRAJECTORY_MODE=grid, LATERAL_SPAN=0.6, VERTICAL_SPAN=0.36, BASE_DISTANCE=1, DISTANCE_SPAN=0.18, ORBIT_RADIUS=1.3, ORBIT_RADIUS_SPAN=0, ORBIT_ANGLE_SPAN_DEG=360.0, ORBIT_START_ANGLE_DEG=0.0, ORBIT_VERTICAL_SPAN=0.0, ORIENTATION_MODE=fixed, FIXED_VIEW_DIRECTION=[0,1,0], SCAN_CENTER=[0.0,0.0,0.0], NUM_ITERATIONS=10000, HISTORY_INTERVAL=1000, MAX_SOURCES_TO_REPORT=1, MIN_SOURCE_DISTANCE=0.08, ACTIVITY_MAX_RELATIVE_DROP=0.5, PRINT_GENERATED_COUNTS_TABLE=False, UPDATE_FRAME_MAX_VOXELS=1000, GIF_FPS=1.0, AXIS_LIMITS_3D=[[-1,1],[-1,1],[-1,1]] | 1.0 | 1000.0 | 100.0 | 1.0 | 0.1 | 4.5 | 5000.0 | 1000.0 | 0.8 | 4.5 | 10.0 | 0.0 | 0.0 | 16.756185900001583 | 0.18 | -0.2 | 0.2 | 0.08333333333333326 | -0.5 | 0.16666666666666663 | 49.51099504837262 | 0.31694724412046177 | 0.31694724412046177 | 24 | 0.1890158492910136 | 0.061553951042064646 | 0.23045079039995472 | 0.2343091586619701 | 0.3378179104072394
39 | channel_model | reconstruction_method=mlem, SEED=11, NUM_MEASUREMENTS=50, TRUE_SOURCE_SPECS=[{"position":[0.18,-0.2,0.2],"relative_strength":1.0}], NUM_CHANNELS=16, DIODE_PITCH=0.006, SEARCH_MIN=[-0.5,-0.5,-0.5], SEARCH_MAX=[0.5,0.5,0.5], GRID_SIZE=13, TRAJECTORY_MODE=grid, LATERAL_SPAN=0.6, VERTICAL_SPAN=0.36, BASE_DISTANCE=1, DISTANCE_SPAN=0.18, ORBIT_RADIUS=1.3, ORBIT_RADIUS_SPAN=0, ORBIT_ANGLE_SPAN_DEG=360.0, ORBIT_START_ANGLE_DEG=0.0, ORBIT_VERTICAL_SPAN=0.0, ORIENTATION_MODE=fixed, FIXED_VIEW_DIRECTION=[0,1,0], SCAN_CENTER=[0.0,0.0,0.0], NUM_ITERATIONS=10000, HISTORY_INTERVAL=1000, MAX_SOURCES_TO_REPORT=1, MIN_SOURCE_DISTANCE=0.08, ACTIVITY_MAX_RELATIVE_DROP=0.5, PRINT_GENERATED_COUNTS_TABLE=False, UPDATE_FRAME_MAX_VOXELS=1000, GIF_FPS=1.0, AXIS_LIMITS_3D=[[-1,1],[-1,1],[-1,1]] | 1.0 | 1000.0 | 100.0 | 1.0 | 0.1 | 4.5 | 5000.0 | 1000.0 | 0.9 | 4.5 | 10.0 | 0.0 | 0.0 | 16.024366999999984 | 0.18 | -0.2 | 0.2 | 0.08333333333333326 | -0.5 | 0.16666666666666663 | 44.0097733760921 | 0.31694724412046177 | 0.31694724412046177 | 24 | 0.18901584929048007 | 0.061553951042064646 | 0.23045079039995472 | 0.23430915866247612 | 0.3378179104072394
40 | channel_model | reconstruction_method=mlem, SEED=11, NUM_MEASUREMENTS=50, TRUE_SOURCE_SPECS=[{"position":[0.18,-0.2,0.2],"relative_strength":1.0}], NUM_CHANNELS=16, DIODE_PITCH=0.006, SEARCH_MIN=[-0.5,-0.5,-0.5], SEARCH_MAX=[0.5,0.5,0.5], GRID_SIZE=13, TRAJECTORY_MODE=grid, LATERAL_SPAN=0.6, VERTICAL_SPAN=0.36, BASE_DISTANCE=1, DISTANCE_SPAN=0.18, ORBIT_RADIUS=1.3, ORBIT_RADIUS_SPAN=0, ORBIT_ANGLE_SPAN_DEG=360.0, ORBIT_START_ANGLE_DEG=0.0, ORBIT_VERTICAL_SPAN=0.0, ORIENTATION_MODE=fixed, FIXED_VIEW_DIRECTION=[0,1,0], SCAN_CENTER=[0.0,0.0,0.0], NUM_ITERATIONS=10000, HISTORY_INTERVAL=1000, MAX_SOURCES_TO_REPORT=1, MIN_SOURCE_DISTANCE=0.08, ACTIVITY_MAX_RELATIVE_DROP=0.5, PRINT_GENERATED_COUNTS_TABLE=False, UPDATE_FRAME_MAX_VOXELS=1000, GIF_FPS=1.0, AXIS_LIMITS_3D=[[-1,1],[-1,1],[-1,1]] | 1.0 | 1000.0 | 100.0 | 1.0 | 0.1 | 4.5 | 5000.0 | 1000.0 | 1.0 | 4.5 | 10.0 | 0.0 | 0.0 | 16.30502940000042 | 0.18 | -0.2 | 0.2 | 0.08333333333333326 | -0.5 | 0.16666666666666663 | 39.60879603879871 | 0.31694724412046177 | 0.31694724412046177 | 24 | 0.18901584929078485 | 0.061553951042064646 | 0.23045079039995472 | 0.23430915866215996 | 0.3378179104072394
41 | channel_model | reconstruction_method=mlem, SEED=11, NUM_MEASUREMENTS=50, TRUE_SOURCE_SPECS=[{"position":[0.18,-0.2,0.2],"relative_strength":1.0}], NUM_CHANNELS=16, DIODE_PITCH=0.006, SEARCH_MIN=[-0.5,-0.5,-0.5], SEARCH_MAX=[0.5,0.5,0.5], GRID_SIZE=13, TRAJECTORY_MODE=grid, LATERAL_SPAN=0.6, VERTICAL_SPAN=0.36, BASE_DISTANCE=1, DISTANCE_SPAN=0.18, ORBIT_RADIUS=1.3, ORBIT_RADIUS_SPAN=0, ORBIT_ANGLE_SPAN_DEG=360.0, ORBIT_START_ANGLE_DEG=0.0, ORBIT_VERTICAL_SPAN=0.0, ORIENTATION_MODE=fixed, FIXED_VIEW_DIRECTION=[0,1,0], SCAN_CENTER=[0.0,0.0,0.0], NUM_ITERATIONS=10000, HISTORY_INTERVAL=1000, MAX_SOURCES_TO_REPORT=1, MIN_SOURCE_DISTANCE=0.08, ACTIVITY_MAX_RELATIVE_DROP=0.5, PRINT_GENERATED_COUNTS_TABLE=False, UPDATE_FRAME_MAX_VOXELS=1000, GIF_FPS=1.0, AXIS_LIMITS_3D=[[-1,1],[-1,1],[-1,1]] | 1.0 | 1000.0 | 100.0 | 1.0 | 0.1 | 4.5 | 5000.0 | 1000.0 | 1.1 | 4.5 | 10.0 | 0.0 | 0.0 | 16.458820100000594 | 0.18 | -0.2 | 0.2 | 0.08333333333333326 | -0.5 | 0.16666666666666663 | 36.00799639871248 | 0.31694724412046177 | 0.31694724412046177 | 24 | 0.18901584929081303 | 0.061553951042064646 | 0.23045079039995472 | 0.23430915866214172 | 0.3378179104072394
42 | channel_model | reconstruction_method=mlem, SEED=11, NUM_MEASUREMENTS=50, TRUE_SOURCE_SPECS=[{"position":[0.18,-0.2,0.2],"relative_strength":1.0}], NUM_CHANNELS=16, DIODE_PITCH=0.006, SEARCH_MIN=[-0.5,-0.5,-0.5], SEARCH_MAX=[0.5,0.5,0.5], GRID_SIZE=13, TRAJECTORY_MODE=grid, LATERAL_SPAN=0.6, VERTICAL_SPAN=0.36, BASE_DISTANCE=1, DISTANCE_SPAN=0.18, ORBIT_RADIUS=1.3, ORBIT_RADIUS_SPAN=0, ORBIT_ANGLE_SPAN_DEG=360.0, ORBIT_START_ANGLE_DEG=0.0, ORBIT_VERTICAL_SPAN=0.0, ORIENTATION_MODE=fixed, FIXED_VIEW_DIRECTION=[0,1,0], SCAN_CENTER=[0.0,0.0,0.0], NUM_ITERATIONS=10000, HISTORY_INTERVAL=1000, MAX_SOURCES_TO_REPORT=1, MIN_SOURCE_DISTANCE=0.08, ACTIVITY_MAX_RELATIVE_DROP=0.5, PRINT_GENERATED_COUNTS_TABLE=False, UPDATE_FRAME_MAX_VOXELS=1000, GIF_FPS=1.0, AXIS_LIMITS_3D=[[-1,1],[-1,1],[-1,1]] | 1.0 | 1000.0 | 100.0 | 1.0 | 0.1 | 4.5 | 5000.0 | 1000.0 | 1.2 | 4.5 | 10.0 | 0.0 | 0.0 | 16.67936709999958 | 0.18 | -0.2 | 0.2 | 0.08333333333333326 | -0.5 | 0.16666666666666663 | 33.007330032189614 | 0.31694724412046177 | 0.31694724412046177 | 24 | 0.1890158492911987 | 0.061553951042064646 | 0.23045079039995472 | 0.2343091586619878 | 0.3378179104072394
43 | channel_model | reconstruction_method=mlem, SEED=11, NUM_MEASUREMENTS=50, TRUE_SOURCE_SPECS=[{"position":[0.18,-0.2,0.2],"relative_strength":1.0}], NUM_CHANNELS=16, DIODE_PITCH=0.006, SEARCH_MIN=[-0.5,-0.5,-0.5], SEARCH_MAX=[0.5,0.5,0.5], GRID_SIZE=13, TRAJECTORY_MODE=grid, LATERAL_SPAN=0.6, VERTICAL_SPAN=0.36, BASE_DISTANCE=1, DISTANCE_SPAN=0.18, ORBIT_RADIUS=1.3, ORBIT_RADIUS_SPAN=0, ORBIT_ANGLE_SPAN_DEG=360.0, ORBIT_START_ANGLE_DEG=0.0, ORBIT_VERTICAL_SPAN=0.0, ORIENTATION_MODE=fixed, FIXED_VIEW_DIRECTION=[0,1,0], SCAN_CENTER=[0.0,0.0,0.0], NUM_ITERATIONS=10000, HISTORY_INTERVAL=1000, MAX_SOURCES_TO_REPORT=1, MIN_SOURCE_DISTANCE=0.08, ACTIVITY_MAX_RELATIVE_DROP=0.5, PRINT_GENERATED_COUNTS_TABLE=False, UPDATE_FRAME_MAX_VOXELS=1000, GIF_FPS=1.0, AXIS_LIMITS_3D=[[-1,1],[-1,1],[-1,1]] | 1.0 | 1000.0 | 100.0 | 1.0 | 0.1 | 4.5 | 5000.0 | 1000.0 | 1.5 | 4.5 | 10.0 | 0.0 | 0.0 | 16.390620000000126 | 0.18 | -0.2 | 0.2 | 0.08333333333333326 | -0.5 | 0.16666666666666663 | 26.405864025690683 | 0.31694724412046177 | 0.31694724412046177 | 24 | 0.18901584929095283 | 0.061553951042064646 | 0.23045079039995472 | 0.23430915866203092 | 0.3378179104072394
49 | k_model | reconstruction_method=mlem, SEED=11, NUM_MEASUREMENTS=50, TRUE_SOURCE_SPECS=[{"position":[0.18,-0.2,0.2],"relative_strength":1.0}], NUM_CHANNELS=16, DIODE_PITCH=0.006, SEARCH_MIN=[-0.5,-0.5,-0.5], SEARCH_MAX=[0.5,0.5,0.5], GRID_SIZE=13, TRAJECTORY_MODE=grid, LATERAL_SPAN=0.6, VERTICAL_SPAN=0.36, BASE_DISTANCE=1, DISTANCE_SPAN=0.18, ORBIT_RADIUS=1.3, ORBIT_RADIUS_SPAN=0, ORBIT_ANGLE_SPAN_DEG=360.0, ORBIT_START_ANGLE_DEG=0.0, ORBIT_VERTICAL_SPAN=0.0, ORIENTATION_MODE=fixed, FIXED_VIEW_DIRECTION=[0,1,0], SCAN_CENTER=[0.0,0.0,0.0], NUM_ITERATIONS=10000, HISTORY_INTERVAL=1000, MAX_SOURCES_TO_REPORT=1, MIN_SOURCE_DISTANCE=0.08, ACTIVITY_MAX_RELATIVE_DROP=0.5, PRINT_GENERATED_COUNTS_TABLE=False, UPDATE_FRAME_MAX_VOXELS=1000, GIF_FPS=1.0, AXIS_LIMITS_3D=[[-1,1],[-1,1],[-1,1]] | 1.0 | 1000.0 | 100.0 | 1.0 | 0.08 | 4.5 | 5000.0 | 1000.0 | 1.0 | 2 | 10.0 | 0.0 | 0.0 | 16.170223799999803 | 0.18 | -0.2 | 0.2 | 0.08333333333333326 | -0.5 | 0.16666666666666663 | 217.26412529263186 | 0.31694724412046177 | 0.31694724412046177 | 3 | 0.26692259714863426 | 0.31694724412046177 | 0.32556068219506856 | 0.32350482763437005 | 0.33630938365337226
50 | k_model | reconstruction_method=mlem, SEED=11, NUM_MEASUREMENTS=50, TRUE_SOURCE_SPECS=[{"position":[0.18,-0.2,0.2],"relative_strength":1.0}], NUM_CHANNELS=16, DIODE_PITCH=0.006, SEARCH_MIN=[-0.5,-0.5,-0.5], SEARCH_MAX=[0.5,0.5,0.5], GRID_SIZE=13, TRAJECTORY_MODE=grid, LATERAL_SPAN=0.6, VERTICAL_SPAN=0.36, BASE_DISTANCE=1, DISTANCE_SPAN=0.18, ORBIT_RADIUS=1.3, ORBIT_RADIUS_SPAN=0, ORBIT_ANGLE_SPAN_DEG=360.0, ORBIT_START_ANGLE_DEG=0.0, ORBIT_VERTICAL_SPAN=0.0, ORIENTATION_MODE=fixed, FIXED_VIEW_DIRECTION=[0,1,0], SCAN_CENTER=[0.0,0.0,0.0], NUM_ITERATIONS=10000, HISTORY_INTERVAL=1000, MAX_SOURCES_TO_REPORT=1, MIN_SOURCE_DISTANCE=0.08, ACTIVITY_MAX_RELATIVE_DROP=0.5, PRINT_GENERATED_COUNTS_TABLE=False, UPDATE_FRAME_MAX_VOXELS=1000, GIF_FPS=1.0, AXIS_LIMITS_3D=[[-1,1],[-1,1],[-1,1]] | 1.0 | 1000.0 | 100.0 | 1.0 | 0.08 | 4.5 | 5000.0 | 1000.0 | 1.0 | 3 | 10.0 | 0.0 | 0.0 | 15.77810540000064 | 0.18 | -0.2 | 0.2 | 0.08333333333333326 | -0.5 | 0.16666666666666663 | 136.28207348139864 | 0.31694724412046177 | 0.31694724412046177 | 3 | 0.12902027397498395 | 0.31694724412046177 | 0.3305316315967059 | 0.32802758139637955 | 0.33806495294344513
56 | k_model | reconstruction_method=mlem, SEED=11, NUM_MEASUREMENTS=50, TRUE_SOURCE_SPECS=[{"position":[0.18,-0.2,0.2],"relative_strength":1.0}], NUM_CHANNELS=16, DIODE_PITCH=0.006, SEARCH_MIN=[-0.5,-0.5,-0.5], SEARCH_MAX=[0.5,0.5,0.5], GRID_SIZE=13, TRAJECTORY_MODE=grid, LATERAL_SPAN=0.6, VERTICAL_SPAN=0.36, BASE_DISTANCE=1, DISTANCE_SPAN=0.18, ORBIT_RADIUS=1.3, ORBIT_RADIUS_SPAN=0, ORBIT_ANGLE_SPAN_DEG=360.0, ORBIT_START_ANGLE_DEG=0.0, ORBIT_VERTICAL_SPAN=0.0, ORIENTATION_MODE=fixed, FIXED_VIEW_DIRECTION=[0,1,0], SCAN_CENTER=[0.0,0.0,0.0], NUM_ITERATIONS=10000, HISTORY_INTERVAL=1000, MAX_SOURCES_TO_REPORT=1, MIN_SOURCE_DISTANCE=0.08, ACTIVITY_MAX_RELATIVE_DROP=0.5, PRINT_GENERATED_COUNTS_TABLE=False, UPDATE_FRAME_MAX_VOXELS=1000, GIF_FPS=1.0, AXIS_LIMITS_3D=[[-1,1],[-1,1],[-1,1]] | 1.0 | 1000.0 | 100.0 | 1.0 | 0.08 | 9.0 | 5000.0 | 1000.0 | 1.0 | 4.5 | 10.0 | 0.0 | 0.0 | 49.309632199998305 | 0.18 | -0.2 | 0.2 | 0.08333333333333326 | -0.5 | 0.16666666666666663 | 720.4336315665 | 0.31694724412046177 | 0.31694724412046177 | 2 | 0.5629319164347273 | 0.31694724412046177 | 0.32775314106815917 | 0.3244193803787311 | 0.3363978586263171
57 | k_model | reconstruction_method=mlem, SEED=11, NUM_MEASUREMENTS=50, TRUE_SOURCE_SPECS=[{"position":[0.18,-0.2,0.2],"relative_strength":1.0}], NUM_CHANNELS=16, DIODE_PITCH=0.006, SEARCH_MIN=[-0.5,-0.5,-0.5], SEARCH_MAX=[0.5,0.5,0.5], GRID_SIZE=13, TRAJECTORY_MODE=grid, LATERAL_SPAN=0.6, VERTICAL_SPAN=0.36, BASE_DISTANCE=1, DISTANCE_SPAN=0.18, ORBIT_RADIUS=1.3, ORBIT_RADIUS_SPAN=0, ORBIT_ANGLE_SPAN_DEG=360.0, ORBIT_START_ANGLE_DEG=0.0, ORBIT_VERTICAL_SPAN=0.0, ORIENTATION_MODE=fixed, FIXED_VIEW_DIRECTION=[0,1,0], SCAN_CENTER=[0.0,0.0,0.0], NUM_ITERATIONS=10000, HISTORY_INTERVAL=1000, MAX_SOURCES_TO_REPORT=1, MIN_SOURCE_DISTANCE=0.08, ACTIVITY_MAX_RELATIVE_DROP=0.5, PRINT_GENERATED_COUNTS_TABLE=False, UPDATE_FRAME_MAX_VOXELS=1000, GIF_FPS=1.0, AXIS_LIMITS_3D=[[-1,1],[-1,1],[-1,1]] | 1.0 | 1000.0 | 100.0 | 1.0 | 0.08 | 9.0 | 5000.0 | 1000.0 | 1.0 | 6 | 10.0 | 0.0 | 0.0 | 58.262540499999886 | 0.18 | -0.2 | 0.2 | 0.08333333333333326 | -0.5 | 0.16666666666666663 | 382.4169840568451 | 0.31694724412046177 | 0.31694724412046177 | 2 | 0.2541516545058505 | 0.31694724412046177 | 0.32775314106815917 | 0.32578550627668107 | 0.3363978586263171
139 | motion_uncertainty | reconstruction_method=mlem, SEED=11, NUM_MEASUREMENTS=50, TRUE_SOURCE_SPECS=[{"position":[0.18,-0.2,0.2],"relative_strength":1.0}], NUM_CHANNELS=16, DIODE_PITCH=0.006, SEARCH_MIN=[-0.5,-0.5,-0.5], SEARCH_MAX=[0.5,0.5,0.5], GRID_SIZE=13, TRAJECTORY_MODE=grid, LATERAL_SPAN=0.6, VERTICAL_SPAN=0.36, BASE_DISTANCE=1, DISTANCE_SPAN=0.18, ORBIT_RADIUS=1.3, ORBIT_RADIUS_SPAN=0, ORBIT_ANGLE_SPAN_DEG=360.0, ORBIT_START_ANGLE_DEG=0.0, ORBIT_VERTICAL_SPAN=0.0, ORIENTATION_MODE=fixed, FIXED_VIEW_DIRECTION=[0,1,0], SCAN_CENTER=[0.0,0.0,0.0], NUM_ITERATIONS=10000, HISTORY_INTERVAL=1000, MAX_SOURCES_TO_REPORT=1, MIN_SOURCE_DISTANCE=0.08, ACTIVITY_MAX_RELATIVE_DROP=0.5, PRINT_GENERATED_COUNTS_TABLE=False, UPDATE_FRAME_MAX_VOXELS=1000, GIF_FPS=1.0, AXIS_LIMITS_3D=[[-1,1],[-1,1],[-1,1]] | 1.0 | 1000.0 | 100.0 | 1.0 | 0.08 | 4.5 | 5000.0 | 1000.0 | 1.0 | 4.5 | 10.0 | 10.0 | 0.0 | 74.59865039999931 | 0.18 | -0.2 | 0.2 | 0.08333333333333326 | -0.5 | 0.16666666666666663 | 37.460684219562346 | 0.31694724412046177 | 0.31694724412046177 | 18 | 0.14929987855698224 | 0.13808210118138659 | 0.2649890702695031 | 0.2699990931595773 | 0.3424237694358772
141 | motion_uncertainty | reconstruction_method=mlem, SEED=11, NUM_MEASUREMENTS=50, TRUE_SOURCE_SPECS=[{"position":[0.18,-0.2,0.2],"relative_strength":1.0}], NUM_CHANNELS=16, DIODE_PITCH=0.006, SEARCH_MIN=[-0.5,-0.5,-0.5], SEARCH_MAX=[0.5,0.5,0.5], GRID_SIZE=13, TRAJECTORY_MODE=grid, LATERAL_SPAN=0.6, VERTICAL_SPAN=0.36, BASE_DISTANCE=1, DISTANCE_SPAN=0.18, ORBIT_RADIUS=1.3, ORBIT_RADIUS_SPAN=0, ORBIT_ANGLE_SPAN_DEG=360.0, ORBIT_START_ANGLE_DEG=0.0, ORBIT_VERTICAL_SPAN=0.0, ORIENTATION_MODE=fixed, FIXED_VIEW_DIRECTION=[0,1,0], SCAN_CENTER=[0.0,0.0,0.0], NUM_ITERATIONS=10000, HISTORY_INTERVAL=1000, MAX_SOURCES_TO_REPORT=1, MIN_SOURCE_DISTANCE=0.08, ACTIVITY_MAX_RELATIVE_DROP=0.5, PRINT_GENERATED_COUNTS_TABLE=False, UPDATE_FRAME_MAX_VOXELS=1000, GIF_FPS=1.0, AXIS_LIMITS_3D=[[-1,1],[-1,1],[-1,1]] | 1.0 | 1000.0 | 100.0 | 1.0 | 0.08 | 4.5 | 5000.0 | 1000.0 | 1.0 | 4.5 | 10.0 | 10.0 | 25.0 | 67.49911580000116 | 0.18 | -0.2 | 0.2 | 0.08333333333333326 | -0.5 | 0.16666666666666663 | 39.72637572030612 | 0.31694724412046177 | 0.31694724412046177 | 25 | 0.21847940868271223 | 0.061553951042064646 | 0.24219634860684303 | 0.24988601074472072 | 0.34628850085589785
149 | motion_uncertainty | reconstruction_method=mlem, SEED=11, NUM_MEASUREMENTS=50, TRUE_SOURCE_SPECS=[{"position":[0.18,-0.2,0.2],"relative_strength":1.0}], NUM_CHANNELS=16, DIODE_PITCH=0.006, SEARCH_MIN=[-0.5,-0.5,-0.5], SEARCH_MAX=[0.5,0.5,0.5], GRID_SIZE=13, TRAJECTORY_MODE=grid, LATERAL_SPAN=0.6, VERTICAL_SPAN=0.36, BASE_DISTANCE=1, DISTANCE_SPAN=0.18, ORBIT_RADIUS=1.3, ORBIT_RADIUS_SPAN=0, ORBIT_ANGLE_SPAN_DEG=360.0, ORBIT_START_ANGLE_DEG=0.0, ORBIT_VERTICAL_SPAN=0.0, ORIENTATION_MODE=fixed, FIXED_VIEW_DIRECTION=[0,1,0], SCAN_CENTER=[0.0,0.0,0.0], NUM_ITERATIONS=10000, HISTORY_INTERVAL=1000, MAX_SOURCES_TO_REPORT=1, MIN_SOURCE_DISTANCE=0.08, ACTIVITY_MAX_RELATIVE_DROP=0.5, PRINT_GENERATED_COUNTS_TABLE=False, UPDATE_FRAME_MAX_VOXELS=1000, GIF_FPS=1.0, AXIS_LIMITS_3D=[[-1,1],[-1,1],[-1,1]] | 1.0 | 1000.0 | 100.0 | 1.0 | 0.08 | 4.5 | 5000.0 | 1000.0 | 1.0 | 4.5 | 10.0 | 45.0 | 0.0 | 70.33842889999869 | 0.18 | -0.2 | 0.2 | 0.08333333333333326 | -0.5 | 0.16666666666666663 | 51.658242157353556 | 0.31694724412046177 | 0.31694724412046177 | 9 | 0.0877892959087593 | 0.2196208854670551 | 0.3138870049395258 | 0.32011180060443606 | 0.35685068578343215
14 | source_signal | reconstruction_method=mlem, SEED=11, NUM_MEASUREMENTS=50, TRUE_SOURCE_SPECS=[{"position":[0.18,-0.2,0.2],"relative_strength":1.0}], NUM_CHANNELS=16, DIODE_PITCH=0.006, SEARCH_MIN=[-0.5,-0.5,-0.5], SEARCH_MAX=[0.5,0.5,0.5], GRID_SIZE=13, TRAJECTORY_MODE=grid, LATERAL_SPAN=0.6, VERTICAL_SPAN=0.36, BASE_DISTANCE=1, DISTANCE_SPAN=0.18, ORBIT_RADIUS=1.3, ORBIT_RADIUS_SPAN=0, ORBIT_ANGLE_SPAN_DEG=360.0, ORBIT_START_ANGLE_DEG=0.0, ORBIT_VERTICAL_SPAN=0.0, ORIENTATION_MODE=fixed, FIXED_VIEW_DIRECTION=[0,1,0], SCAN_CENTER=[0.0,0.0,0.0], NUM_ITERATIONS=10000, HISTORY_INTERVAL=1000, MAX_SOURCES_TO_REPORT=1, MIN_SOURCE_DISTANCE=0.08, ACTIVITY_MAX_RELATIVE_DROP=0.5, PRINT_GENERATED_COUNTS_TABLE=False, UPDATE_FRAME_MAX_VOXELS=1000, GIF_FPS=1.0, AXIS_LIMITS_3D=[[-1,1],[-1,1],[-1,1]] | 1.0 | 1000.0 | 100.0 | 1.0 | 0.08 | 4.5 | 500.0 | 1000.0 | 1.0 | 4.5 | 10.0 | 0.0 | 0.0 | 16.082642999999734 | 0.18 | -0.2 | 0.2 | 0.16666666666666663 | -0.5 | 0.08333333333333326 | 3.8358559922623496 | 0.32216282977539307 | 0.32216282977539307 | 23 | 0.16351897114947056 | 0.2196208854670551 | 0.32906524320436253 | 0.3268249285979192 | 0.3790124331868256
44 | k_model | reconstruction_method=mlem, SEED=11, NUM_MEASUREMENTS=50, TRUE_SOURCE_SPECS=[{"position":[0.18,-0.2,0.2],"relative_strength":1.0}], NUM_CHANNELS=16, DIODE_PITCH=0.006, SEARCH_MIN=[-0.5,-0.5,-0.5], SEARCH_MAX=[0.5,0.5,0.5], GRID_SIZE=13, TRAJECTORY_MODE=grid, LATERAL_SPAN=0.6, VERTICAL_SPAN=0.36, BASE_DISTANCE=1, DISTANCE_SPAN=0.18, ORBIT_RADIUS=1.3, ORBIT_RADIUS_SPAN=0, ORBIT_ANGLE_SPAN_DEG=360.0, ORBIT_START_ANGLE_DEG=0.0, ORBIT_VERTICAL_SPAN=0.0, ORIENTATION_MODE=fixed, FIXED_VIEW_DIRECTION=[0,1,0], SCAN_CENTER=[0.0,0.0,0.0], NUM_ITERATIONS=10000, HISTORY_INTERVAL=1000, MAX_SOURCES_TO_REPORT=1, MIN_SOURCE_DISTANCE=0.08, ACTIVITY_MAX_RELATIVE_DROP=0.5, PRINT_GENERATED_COUNTS_TABLE=False, UPDATE_FRAME_MAX_VOXELS=1000, GIF_FPS=1.0, AXIS_LIMITS_3D=[[-1,1],[-1,1],[-1,1]] | 1.0 | 1000.0 | 100.0 | 1.0 | 0.08 | 2 | 5000.0 | 1000.0 | 1.0 | 2 | 10.0 | 0.0 | 0.0 | 18.57470749999993 | 0.18 | -0.2 | 0.2 | 0.16666666666666663 | -0.5 | 0.08333333333333326 | 25.241690548628263 | 0.32216282977539307 | 0.32216282977539307 | 13 | 0.08165162242409235 | 0.2196208854670551 | 0.316360510374541 | 0.31664573380346883 | 0.3483709033968335
59 | motion_uncertainty | reconstruction_method=mlem, SEED=11, NUM_MEASUREMENTS=50, TRUE_SOURCE_SPECS=[{"position":[0.18,-0.2,0.2],"relative_strength":1.0}], NUM_CHANNELS=16, DIODE_PITCH=0.006, SEARCH_MIN=[-0.5,-0.5,-0.5], SEARCH_MAX=[0.5,0.5,0.5], GRID_SIZE=13, TRAJECTORY_MODE=grid, LATERAL_SPAN=0.6, VERTICAL_SPAN=0.36, BASE_DISTANCE=1, DISTANCE_SPAN=0.18, ORBIT_RADIUS=1.3, ORBIT_RADIUS_SPAN=0, ORBIT_ANGLE_SPAN_DEG=360.0, ORBIT_START_ANGLE_DEG=0.0, ORBIT_VERTICAL_SPAN=0.0, ORIENTATION_MODE=fixed, FIXED_VIEW_DIRECTION=[0,1,0], SCAN_CENTER=[0.0,0.0,0.0], NUM_ITERATIONS=10000, HISTORY_INTERVAL=1000, MAX_SOURCES_TO_REPORT=1, MIN_SOURCE_DISTANCE=0.08, ACTIVITY_MAX_RELATIVE_DROP=0.5, PRINT_GENERATED_COUNTS_TABLE=False, UPDATE_FRAME_MAX_VOXELS=1000, GIF_FPS=1.0, AXIS_LIMITS_3D=[[-1,1],[-1,1],[-1,1]] | 1.0 | 1000.0 | 100.0 | 1.0 | 0.08 | 4.5 | 5000.0 | 1000.0 | 1.0 | 4.5 | 0.0 | 0.0 | 0.0 | 66.89140749999933 | 0.18 | -0.2 | 0.2 | 0.16666666666666663 | -0.5 | 0.08333333333333326 | 51.298413532570564 | 0.32216282977539307 | 0.32216282977539307 | 5 | 0.062114526083302216 | 0.3021405118299909 | 0.3161034861621828 | 0.31811962475095296 | 0.3265112803674444
60 | motion_uncertainty | reconstruction_method=mlem, SEED=11, NUM_MEASUREMENTS=50, TRUE_SOURCE_SPECS=[{"position":[0.18,-0.2,0.2],"relative_strength":1.0}], NUM_CHANNELS=16, DIODE_PITCH=0.006, SEARCH_MIN=[-0.5,-0.5,-0.5], SEARCH_MAX=[0.5,0.5,0.5], GRID_SIZE=13, TRAJECTORY_MODE=grid, LATERAL_SPAN=0.6, VERTICAL_SPAN=0.36, BASE_DISTANCE=1, DISTANCE_SPAN=0.18, ORBIT_RADIUS=1.3, ORBIT_RADIUS_SPAN=0, ORBIT_ANGLE_SPAN_DEG=360.0, ORBIT_START_ANGLE_DEG=0.0, ORBIT_VERTICAL_SPAN=0.0, ORIENTATION_MODE=fixed, FIXED_VIEW_DIRECTION=[0,1,0], SCAN_CENTER=[0.0,0.0,0.0], NUM_ITERATIONS=10000, HISTORY_INTERVAL=1000, MAX_SOURCES_TO_REPORT=1, MIN_SOURCE_DISTANCE=0.08, ACTIVITY_MAX_RELATIVE_DROP=0.5, PRINT_GENERATED_COUNTS_TABLE=False, UPDATE_FRAME_MAX_VOXELS=1000, GIF_FPS=1.0, AXIS_LIMITS_3D=[[-1,1],[-1,1],[-1,1]] | 1.0 | 1000.0 | 100.0 | 1.0 | 0.08 | 4.5 | 5000.0 | 1000.0 | 1.0 | 4.5 | 0.0 | 0.0 | 10.0 | 70.19528549999995 | 0.18 | -0.2 | 0.2 | 0.16666666666666663 | -0.5 | 0.08333333333333326 | 51.62211890676199 | 0.32216282977539307 | 0.32216282977539307 | 5 | 0.06202392345291868 | 0.3021405118299909 | 0.3161034861621828 | 0.31796505425225924 | 0.3265112803674444
61 | motion_uncertainty | reconstruction_method=mlem, SEED=11, NUM_MEASUREMENTS=50, TRUE_SOURCE_SPECS=[{"position":[0.18,-0.2,0.2],"relative_strength":1.0}], NUM_CHANNELS=16, DIODE_PITCH=0.006, SEARCH_MIN=[-0.5,-0.5,-0.5], SEARCH_MAX=[0.5,0.5,0.5], GRID_SIZE=13, TRAJECTORY_MODE=grid, LATERAL_SPAN=0.6, VERTICAL_SPAN=0.36, BASE_DISTANCE=1, DISTANCE_SPAN=0.18, ORBIT_RADIUS=1.3, ORBIT_RADIUS_SPAN=0, ORBIT_ANGLE_SPAN_DEG=360.0, ORBIT_START_ANGLE_DEG=0.0, ORBIT_VERTICAL_SPAN=0.0, ORIENTATION_MODE=fixed, FIXED_VIEW_DIRECTION=[0,1,0], SCAN_CENTER=[0.0,0.0,0.0], NUM_ITERATIONS=10000, HISTORY_INTERVAL=1000, MAX_SOURCES_TO_REPORT=1, MIN_SOURCE_DISTANCE=0.08, ACTIVITY_MAX_RELATIVE_DROP=0.5, PRINT_GENERATED_COUNTS_TABLE=False, UPDATE_FRAME_MAX_VOXELS=1000, GIF_FPS=1.0, AXIS_LIMITS_3D=[[-1,1],[-1,1],[-1,1]] | 1.0 | 1000.0 | 100.0 | 1.0 | 0.08 | 4.5 | 5000.0 | 1000.0 | 1.0 | 4.5 | 0.0 | 0.0 | 25.0 | 73.99125549999917 | 0.18 | -0.2 | 0.2 | 0.16666666666666663 | -0.5 | 0.08333333333333326 | 46.0645779676377 | 0.32216282977539307 | 0.32216282977539307 | 9 | 0.09846779351946039 | 0.3021405118299909 | 0.33101984454903094 | 0.32990127261321783 | 0.36209873208050375
62 | motion_uncertainty | reconstruction_method=mlem, SEED=11, NUM_MEASUREMENTS=50, TRUE_SOURCE_SPECS=[{"position":[0.18,-0.2,0.2],"relative_strength":1.0}], NUM_CHANNELS=16, DIODE_PITCH=0.006, SEARCH_MIN=[-0.5,-0.5,-0.5], SEARCH_MAX=[0.5,0.5,0.5], GRID_SIZE=13, TRAJECTORY_MODE=grid, LATERAL_SPAN=0.6, VERTICAL_SPAN=0.36, BASE_DISTANCE=1, DISTANCE_SPAN=0.18, ORBIT_RADIUS=1.3, ORBIT_RADIUS_SPAN=0, ORBIT_ANGLE_SPAN_DEG=360.0, ORBIT_START_ANGLE_DEG=0.0, ORBIT_VERTICAL_SPAN=0.0, ORIENTATION_MODE=fixed, FIXED_VIEW_DIRECTION=[0,1,0], SCAN_CENTER=[0.0,0.0,0.0], NUM_ITERATIONS=10000, HISTORY_INTERVAL=1000, MAX_SOURCES_TO_REPORT=1, MIN_SOURCE_DISTANCE=0.08, ACTIVITY_MAX_RELATIVE_DROP=0.5, PRINT_GENERATED_COUNTS_TABLE=False, UPDATE_FRAME_MAX_VOXELS=1000, GIF_FPS=1.0, AXIS_LIMITS_3D=[[-1,1],[-1,1],[-1,1]] | 1.0 | 1000.0 | 100.0 | 1.0 | 0.08 | 4.5 | 5000.0 | 1000.0 | 1.0 | 4.5 | 0.0 | 0.0 | 45.0 | 62.74138409999978 | 0.18 | -0.2 | 0.2 | 0.16666666666666663 | -0.5 | 0.08333333333333326 | 51.315504997144444 | 0.32216282977539307 | 0.32216282977539307 | 7 | 0.09648254619000828 | 0.3021405118299909 | 0.32012739217214914 | 0.31967718481767476 | 0.3419667791531252
63 | motion_uncertainty | reconstruction_method=mlem, SEED=11, NUM_MEASUREMENTS=50, TRUE_SOURCE_SPECS=[{"position":[0.18,-0.2,0.2],"relative_strength":1.0}], NUM_CHANNELS=16, DIODE_PITCH=0.006, SEARCH_MIN=[-0.5,-0.5,-0.5], SEARCH_MAX=[0.5,0.5,0.5], GRID_SIZE=13, TRAJECTORY_MODE=grid, LATERAL_SPAN=0.6, VERTICAL_SPAN=0.36, BASE_DISTANCE=1, DISTANCE_SPAN=0.18, ORBIT_RADIUS=1.3, ORBIT_RADIUS_SPAN=0, ORBIT_ANGLE_SPAN_DEG=360.0, ORBIT_START_ANGLE_DEG=0.0, ORBIT_VERTICAL_SPAN=0.0, ORIENTATION_MODE=fixed, FIXED_VIEW_DIRECTION=[0,1,0], SCAN_CENTER=[0.0,0.0,0.0], NUM_ITERATIONS=10000, HISTORY_INTERVAL=1000, MAX_SOURCES_TO_REPORT=1, MIN_SOURCE_DISTANCE=0.08, ACTIVITY_MAX_RELATIVE_DROP=0.5, PRINT_GENERATED_COUNTS_TABLE=False, UPDATE_FRAME_MAX_VOXELS=1000, GIF_FPS=1.0, AXIS_LIMITS_3D=[[-1,1],[-1,1],[-1,1]] | 1.0 | 1000.0 | 100.0 | 1.0 | 0.08 | 4.5 | 5000.0 | 1000.0 | 1.0 | 4.5 | 0.0 | 0.0 | 60.0 | 65.86685220000072 | 0.18 | -0.2 | 0.2 | 0.16666666666666663 | -0.5 | 0.08333333333333326 | 53.01185056521288 | 0.32216282977539307 | 0.32216282977539307 | 8 | 0.11058096850190437 | 0.3021405118299909 | 0.3299796825268163 | 0.327490055193269 | 0.3627473097509582
64 | motion_uncertainty | reconstruction_method=mlem, SEED=11, NUM_MEASUREMENTS=50, TRUE_SOURCE_SPECS=[{"position":[0.18,-0.2,0.2],"relative_strength":1.0}], NUM_CHANNELS=16, DIODE_PITCH=0.006, SEARCH_MIN=[-0.5,-0.5,-0.5], SEARCH_MAX=[0.5,0.5,0.5], GRID_SIZE=13, TRAJECTORY_MODE=grid, LATERAL_SPAN=0.6, VERTICAL_SPAN=0.36, BASE_DISTANCE=1, DISTANCE_SPAN=0.18, ORBIT_RADIUS=1.3, ORBIT_RADIUS_SPAN=0, ORBIT_ANGLE_SPAN_DEG=360.0, ORBIT_START_ANGLE_DEG=0.0, ORBIT_VERTICAL_SPAN=0.0, ORIENTATION_MODE=fixed, FIXED_VIEW_DIRECTION=[0,1,0], SCAN_CENTER=[0.0,0.0,0.0], NUM_ITERATIONS=10000, HISTORY_INTERVAL=1000, MAX_SOURCES_TO_REPORT=1, MIN_SOURCE_DISTANCE=0.08, ACTIVITY_MAX_RELATIVE_DROP=0.5, PRINT_GENERATED_COUNTS_TABLE=False, UPDATE_FRAME_MAX_VOXELS=1000, GIF_FPS=1.0, AXIS_LIMITS_3D=[[-1,1],[-1,1],[-1,1]] | 1.0 | 1000.0 | 100.0 | 1.0 | 0.08 | 4.5 | 5000.0 | 1000.0 | 1.0 | 4.5 | 0.0 | 10.0 | 0.0 | 71.37889709999945 | 0.18 | -0.2 | 0.2 | 0.16666666666666663 | -0.5 | 0.08333333333333326 | 53.3459091034071 | 0.32216282977539307 | 0.32216282977539307 | 4 | 0.053520610479017516 | 0.3021405118299909 | 0.3158925466726131 | 0.3187048024299535 | 0.3272360221327863
68 | motion_uncertainty | reconstruction_method=mlem, SEED=11, NUM_MEASUREMENTS=50, TRUE_SOURCE_SPECS=[{"position":[0.18,-0.2,0.2],"relative_strength":1.0}], NUM_CHANNELS=16, DIODE_PITCH=0.006, SEARCH_MIN=[-0.5,-0.5,-0.5], SEARCH_MAX=[0.5,0.5,0.5], GRID_SIZE=13, TRAJECTORY_MODE=grid, LATERAL_SPAN=0.6, VERTICAL_SPAN=0.36, BASE_DISTANCE=1, DISTANCE_SPAN=0.18, ORBIT_RADIUS=1.3, ORBIT_RADIUS_SPAN=0, ORBIT_ANGLE_SPAN_DEG=360.0, ORBIT_START_ANGLE_DEG=0.0, ORBIT_VERTICAL_SPAN=0.0, ORIENTATION_MODE=fixed, FIXED_VIEW_DIRECTION=[0,1,0], SCAN_CENTER=[0.0,0.0,0.0], NUM_ITERATIONS=10000, HISTORY_INTERVAL=1000, MAX_SOURCES_TO_REPORT=1, MIN_SOURCE_DISTANCE=0.08, ACTIVITY_MAX_RELATIVE_DROP=0.5, PRINT_GENERATED_COUNTS_TABLE=False, UPDATE_FRAME_MAX_VOXELS=1000, GIF_FPS=1.0, AXIS_LIMITS_3D=[[-1,1],[-1,1],[-1,1]] | 1.0 | 1000.0 | 100.0 | 1.0 | 0.08 | 4.5 | 5000.0 | 1000.0 | 1.0 | 4.5 | 0.0 | 10.0 | 60.0 | 67.34990450000078 | 0.18 | -0.2 | 0.2 | 0.16666666666666663 | -0.5 | 0.08333333333333326 | 51.98907850385124 | 0.32216282977539307 | 0.32216282977539307 | 5 | 0.07765247279036608 | 0.3021405118299909 | 0.3151319834753994 | 0.3165228536681292 | 0.3265112803674444
84 | motion_uncertainty | reconstruction_method=mlem, SEED=11, NUM_MEASUREMENTS=50, TRUE_SOURCE_SPECS=[{"position":[0.18,-0.2,0.2],"relative_strength":1.0}], NUM_CHANNELS=16, DIODE_PITCH=0.006, SEARCH_MIN=[-0.5,-0.5,-0.5], SEARCH_MAX=[0.5,0.5,0.5], GRID_SIZE=13, TRAJECTORY_MODE=grid, LATERAL_SPAN=0.6, VERTICAL_SPAN=0.36, BASE_DISTANCE=1, DISTANCE_SPAN=0.18, ORBIT_RADIUS=1.3, ORBIT_RADIUS_SPAN=0, ORBIT_ANGLE_SPAN_DEG=360.0, ORBIT_START_ANGLE_DEG=0.0, ORBIT_VERTICAL_SPAN=0.0, ORIENTATION_MODE=fixed, FIXED_VIEW_DIRECTION=[0,1,0], SCAN_CENTER=[0.0,0.0,0.0], NUM_ITERATIONS=10000, HISTORY_INTERVAL=1000, MAX_SOURCES_TO_REPORT=1, MIN_SOURCE_DISTANCE=0.08, ACTIVITY_MAX_RELATIVE_DROP=0.5, PRINT_GENERATED_COUNTS_TABLE=False, UPDATE_FRAME_MAX_VOXELS=1000, GIF_FPS=1.0, AXIS_LIMITS_3D=[[-1,1],[-1,1],[-1,1]] | 1.0 | 1000.0 | 100.0 | 1.0 | 0.08 | 4.5 | 5000.0 | 1000.0 | 1.0 | 4.5 | 2.5 | 0.0 | 0.0 | 78.00177859999894 | 0.18 | -0.2 | 0.2 | 0.16666666666666663 | -0.5 | 0.08333333333333326 | 44.01088935141596 | 0.32216282977539307 | 0.32216282977539307 | 12 | 0.10819900935611196 | 0.2196208854670551 | 0.34944151181653926 | 0.34381329357052265 | 0.3501532322759185
85 | motion_uncertainty | reconstruction_method=mlem, SEED=11, NUM_MEASUREMENTS=50, TRUE_SOURCE_SPECS=[{"position":[0.18,-0.2,0.2],"relative_strength":1.0}], NUM_CHANNELS=16, DIODE_PITCH=0.006, SEARCH_MIN=[-0.5,-0.5,-0.5], SEARCH_MAX=[0.5,0.5,0.5], GRID_SIZE=13, TRAJECTORY_MODE=grid, LATERAL_SPAN=0.6, VERTICAL_SPAN=0.36, BASE_DISTANCE=1, DISTANCE_SPAN=0.18, ORBIT_RADIUS=1.3, ORBIT_RADIUS_SPAN=0, ORBIT_ANGLE_SPAN_DEG=360.0, ORBIT_START_ANGLE_DEG=0.0, ORBIT_VERTICAL_SPAN=0.0, ORIENTATION_MODE=fixed, FIXED_VIEW_DIRECTION=[0,1,0], SCAN_CENTER=[0.0,0.0,0.0], NUM_ITERATIONS=10000, HISTORY_INTERVAL=1000, MAX_SOURCES_TO_REPORT=1, MIN_SOURCE_DISTANCE=0.08, ACTIVITY_MAX_RELATIVE_DROP=0.5, PRINT_GENERATED_COUNTS_TABLE=False, UPDATE_FRAME_MAX_VOXELS=1000, GIF_FPS=1.0, AXIS_LIMITS_3D=[[-1,1],[-1,1],[-1,1]] | 1.0 | 1000.0 | 100.0 | 1.0 | 0.08 | 4.5 | 5000.0 | 1000.0 | 1.0 | 4.5 | 2.5 | 0.0 | 10.0 | 76.76016549999986 | 0.18 | -0.2 | 0.2 | 0.16666666666666663 | -0.5 | 0.08333333333333326 | 42.826134751511475 | 0.32216282977539307 | 0.32216282977539307 | 14 | 0.12371412991858452 | 0.2196208854670551 | 0.3097238431681095 | 0.3133807861654767 | 0.3528208014837897
86 | motion_uncertainty | reconstruction_method=mlem, SEED=11, NUM_MEASUREMENTS=50, TRUE_SOURCE_SPECS=[{"position":[0.18,-0.2,0.2],"relative_strength":1.0}], NUM_CHANNELS=16, DIODE_PITCH=0.006, SEARCH_MIN=[-0.5,-0.5,-0.5], SEARCH_MAX=[0.5,0.5,0.5], GRID_SIZE=13, TRAJECTORY_MODE=grid, LATERAL_SPAN=0.6, VERTICAL_SPAN=0.36, BASE_DISTANCE=1, DISTANCE_SPAN=0.18, ORBIT_RADIUS=1.3, ORBIT_RADIUS_SPAN=0, ORBIT_ANGLE_SPAN_DEG=360.0, ORBIT_START_ANGLE_DEG=0.0, ORBIT_VERTICAL_SPAN=0.0, ORIENTATION_MODE=fixed, FIXED_VIEW_DIRECTION=[0,1,0], SCAN_CENTER=[0.0,0.0,0.0], NUM_ITERATIONS=10000, HISTORY_INTERVAL=1000, MAX_SOURCES_TO_REPORT=1, MIN_SOURCE_DISTANCE=0.08, ACTIVITY_MAX_RELATIVE_DROP=0.5, PRINT_GENERATED_COUNTS_TABLE=False, UPDATE_FRAME_MAX_VOXELS=1000, GIF_FPS=1.0, AXIS_LIMITS_3D=[[-1,1],[-1,1],[-1,1]] | 1.0 | 1000.0 | 100.0 | 1.0 | 0.08 | 4.5 | 5000.0 | 1000.0 | 1.0 | 4.5 | 2.5 | 0.0 | 25.0 | 77.56345300000066 | 0.18 | -0.2 | 0.2 | 0.16666666666666663 | -0.5 | 0.08333333333333326 | 38.631018785184054 | 0.32216282977539307 | 0.32216282977539307 | 20 | 0.17243192873566038 | 0.2196208854670551 | 0.31184560627681857 | 0.315739353134506 | 0.36145015441004935
87 | motion_uncertainty | reconstruction_method=mlem, SEED=11, NUM_MEASUREMENTS=50, TRUE_SOURCE_SPECS=[{"position":[0.18,-0.2,0.2],"relative_strength":1.0}], NUM_CHANNELS=16, DIODE_PITCH=0.006, SEARCH_MIN=[-0.5,-0.5,-0.5], SEARCH_MAX=[0.5,0.5,0.5], GRID_SIZE=13, TRAJECTORY_MODE=grid, LATERAL_SPAN=0.6, VERTICAL_SPAN=0.36, BASE_DISTANCE=1, DISTANCE_SPAN=0.18, ORBIT_RADIUS=1.3, ORBIT_RADIUS_SPAN=0, ORBIT_ANGLE_SPAN_DEG=360.0, ORBIT_START_ANGLE_DEG=0.0, ORBIT_VERTICAL_SPAN=0.0, ORIENTATION_MODE=fixed, FIXED_VIEW_DIRECTION=[0,1,0], SCAN_CENTER=[0.0,0.0,0.0], NUM_ITERATIONS=10000, HISTORY_INTERVAL=1000, MAX_SOURCES_TO_REPORT=1, MIN_SOURCE_DISTANCE=0.08, ACTIVITY_MAX_RELATIVE_DROP=0.5, PRINT_GENERATED_COUNTS_TABLE=False, UPDATE_FRAME_MAX_VOXELS=1000, GIF_FPS=1.0, AXIS_LIMITS_3D=[[-1,1],[-1,1],[-1,1]] | 1.0 | 1000.0 | 100.0 | 1.0 | 0.08 | 4.5 | 5000.0 | 1000.0 | 1.0 | 4.5 | 2.5 | 0.0 | 45.0 | 76.2907707000013 | 0.18 | -0.2 | 0.2 | 0.16666666666666663 | -0.5 | 0.08333333333333326 | 47.28729209112888 | 0.32216282977539307 | 0.32216282977539307 | 15 | 0.16253533047946403 | 0.2196208854670551 | 0.31615908234114154 | 0.31851496940962376 | 0.3526237549979043
88 | motion_uncertainty | reconstruction_method=mlem, SEED=11, NUM_MEASUREMENTS=50, TRUE_SOURCE_SPECS=[{"position":[0.18,-0.2,0.2],"relative_strength":1.0}], NUM_CHANNELS=16, DIODE_PITCH=0.006, SEARCH_MIN=[-0.5,-0.5,-0.5], SEARCH_MAX=[0.5,0.5,0.5], GRID_SIZE=13, TRAJECTORY_MODE=grid, LATERAL_SPAN=0.6, VERTICAL_SPAN=0.36, BASE_DISTANCE=1, DISTANCE_SPAN=0.18, ORBIT_RADIUS=1.3, ORBIT_RADIUS_SPAN=0, ORBIT_ANGLE_SPAN_DEG=360.0, ORBIT_START_ANGLE_DEG=0.0, ORBIT_VERTICAL_SPAN=0.0, ORIENTATION_MODE=fixed, FIXED_VIEW_DIRECTION=[0,1,0], SCAN_CENTER=[0.0,0.0,0.0], NUM_ITERATIONS=10000, HISTORY_INTERVAL=1000, MAX_SOURCES_TO_REPORT=1, MIN_SOURCE_DISTANCE=0.08, ACTIVITY_MAX_RELATIVE_DROP=0.5, PRINT_GENERATED_COUNTS_TABLE=False, UPDATE_FRAME_MAX_VOXELS=1000, GIF_FPS=1.0, AXIS_LIMITS_3D=[[-1,1],[-1,1],[-1,1]] | 1.0 | 1000.0 | 100.0 | 1.0 | 0.08 | 4.5 | 5000.0 | 1000.0 | 1.0 | 4.5 | 2.5 | 0.0 | 60.0 | 76.03132419999929 | 0.18 | -0.2 | 0.2 | 0.16666666666666663 | -0.5 | 0.08333333333333326 | 53.757959020468085 | 0.32216282977539307 | 0.32216282977539307 | 13 | 0.15954318180020494 | 0.2196208854670551 | 0.31249645342411464 | 0.31457467923450433 | 0.3492739885862148
89 | motion_uncertainty | reconstruction_method=mlem, SEED=11, NUM_MEASUREMENTS=50, TRUE_SOURCE_SPECS=[{"position":[0.18,-0.2,0.2],"relative_strength":1.0}], NUM_CHANNELS=16, DIODE_PITCH=0.006, SEARCH_MIN=[-0.5,-0.5,-0.5], SEARCH_MAX=[0.5,0.5,0.5], GRID_SIZE=13, TRAJECTORY_MODE=grid, LATERAL_SPAN=0.6, VERTICAL_SPAN=0.36, BASE_DISTANCE=1, DISTANCE_SPAN=0.18, ORBIT_RADIUS=1.3, ORBIT_RADIUS_SPAN=0, ORBIT_ANGLE_SPAN_DEG=360.0, ORBIT_START_ANGLE_DEG=0.0, ORBIT_VERTICAL_SPAN=0.0, ORIENTATION_MODE=fixed, FIXED_VIEW_DIRECTION=[0,1,0], SCAN_CENTER=[0.0,0.0,0.0], NUM_ITERATIONS=10000, HISTORY_INTERVAL=1000, MAX_SOURCES_TO_REPORT=1, MIN_SOURCE_DISTANCE=0.08, ACTIVITY_MAX_RELATIVE_DROP=0.5, PRINT_GENERATED_COUNTS_TABLE=False, UPDATE_FRAME_MAX_VOXELS=1000, GIF_FPS=1.0, AXIS_LIMITS_3D=[[-1,1],[-1,1],[-1,1]] | 1.0 | 1000.0 | 100.0 | 1.0 | 0.08 | 4.5 | 5000.0 | 1000.0 | 1.0 | 4.5 | 2.5 | 10.0 | 0.0 | 77.92741449999994 | 0.18 | -0.2 | 0.2 | 0.16666666666666663 | -0.5 | 0.08333333333333326 | 47.013182985465214 | 0.32216282977539307 | 0.32216282977539307 | 7 | 0.07433853522120575 | 0.3021405118299909 | 0.3240067885067579 | 0.32340501767428265 | 0.3422297580253164
90 | motion_uncertainty | reconstruction_method=mlem, SEED=11, NUM_MEASUREMENTS=50, TRUE_SOURCE_SPECS=[{"position":[0.18,-0.2,0.2],"relative_strength":1.0}], NUM_CHANNELS=16, DIODE_PITCH=0.006, SEARCH_MIN=[-0.5,-0.5,-0.5], SEARCH_MAX=[0.5,0.5,0.5], GRID_SIZE=13, TRAJECTORY_MODE=grid, LATERAL_SPAN=0.6, VERTICAL_SPAN=0.36, BASE_DISTANCE=1, DISTANCE_SPAN=0.18, ORBIT_RADIUS=1.3, ORBIT_RADIUS_SPAN=0, ORBIT_ANGLE_SPAN_DEG=360.0, ORBIT_START_ANGLE_DEG=0.0, ORBIT_VERTICAL_SPAN=0.0, ORIENTATION_MODE=fixed, FIXED_VIEW_DIRECTION=[0,1,0], SCAN_CENTER=[0.0,0.0,0.0], NUM_ITERATIONS=10000, HISTORY_INTERVAL=1000, MAX_SOURCES_TO_REPORT=1, MIN_SOURCE_DISTANCE=0.08, ACTIVITY_MAX_RELATIVE_DROP=0.5, PRINT_GENERATED_COUNTS_TABLE=False, UPDATE_FRAME_MAX_VOXELS=1000, GIF_FPS=1.0, AXIS_LIMITS_3D=[[-1,1],[-1,1],[-1,1]] | 1.0 | 1000.0 | 100.0 | 1.0 | 0.08 | 4.5 | 5000.0 | 1000.0 | 1.0 | 4.5 | 2.5 | 10.0 | 10.0 | 77.52938480000012 | 0.18 | -0.2 | 0.2 | 0.16666666666666663 | -0.5 | 0.08333333333333326 | 47.97970039849419 | 0.32216282977539307 | 0.32216282977539307 | 7 | 0.0758774606723832 | 0.3021405118299909 | 0.3240067885067579 | 0.32384980383743067 | 0.3422297580253164
91 | motion_uncertainty | reconstruction_method=mlem, SEED=11, NUM_MEASUREMENTS=50, TRUE_SOURCE_SPECS=[{"position":[0.18,-0.2,0.2],"relative_strength":1.0}], NUM_CHANNELS=16, DIODE_PITCH=0.006, SEARCH_MIN=[-0.5,-0.5,-0.5], SEARCH_MAX=[0.5,0.5,0.5], GRID_SIZE=13, TRAJECTORY_MODE=grid, LATERAL_SPAN=0.6, VERTICAL_SPAN=0.36, BASE_DISTANCE=1, DISTANCE_SPAN=0.18, ORBIT_RADIUS=1.3, ORBIT_RADIUS_SPAN=0, ORBIT_ANGLE_SPAN_DEG=360.0, ORBIT_START_ANGLE_DEG=0.0, ORBIT_VERTICAL_SPAN=0.0, ORIENTATION_MODE=fixed, FIXED_VIEW_DIRECTION=[0,1,0], SCAN_CENTER=[0.0,0.0,0.0], NUM_ITERATIONS=10000, HISTORY_INTERVAL=1000, MAX_SOURCES_TO_REPORT=1, MIN_SOURCE_DISTANCE=0.08, ACTIVITY_MAX_RELATIVE_DROP=0.5, PRINT_GENERATED_COUNTS_TABLE=False, UPDATE_FRAME_MAX_VOXELS=1000, GIF_FPS=1.0, AXIS_LIMITS_3D=[[-1,1],[-1,1],[-1,1]] | 1.0 | 1000.0 | 100.0 | 1.0 | 0.08 | 4.5 | 5000.0 | 1000.0 | 1.0 | 4.5 | 2.5 | 10.0 | 25.0 | 78.60657580000043 | 0.18 | -0.2 | 0.2 | 0.16666666666666663 | -0.5 | 0.08333333333333326 | 47.062432870893936 | 0.32216282977539307 | 0.32216282977539307 | 10 | 0.10420470138045078 | 0.3021405118299909 | 0.3320820075244203 | 0.33011496205726626 | 0.35415090452126075
92 | motion_uncertainty | reconstruction_method=mlem, SEED=11, NUM_MEASUREMENTS=50, TRUE_SOURCE_SPECS=[{"position":[0.18,-0.2,0.2],"relative_strength":1.0}], NUM_CHANNELS=16, DIODE_PITCH=0.006, SEARCH_MIN=[-0.5,-0.5,-0.5], SEARCH_MAX=[0.5,0.5,0.5], GRID_SIZE=13, TRAJECTORY_MODE=grid, LATERAL_SPAN=0.6, VERTICAL_SPAN=0.36, BASE_DISTANCE=1, DISTANCE_SPAN=0.18, ORBIT_RADIUS=1.3, ORBIT_RADIUS_SPAN=0, ORBIT_ANGLE_SPAN_DEG=360.0, ORBIT_START_ANGLE_DEG=0.0, ORBIT_VERTICAL_SPAN=0.0, ORIENTATION_MODE=fixed, FIXED_VIEW_DIRECTION=[0,1,0], SCAN_CENTER=[0.0,0.0,0.0], NUM_ITERATIONS=10000, HISTORY_INTERVAL=1000, MAX_SOURCES_TO_REPORT=1, MIN_SOURCE_DISTANCE=0.08, ACTIVITY_MAX_RELATIVE_DROP=0.5, PRINT_GENERATED_COUNTS_TABLE=False, UPDATE_FRAME_MAX_VOXELS=1000, GIF_FPS=1.0, AXIS_LIMITS_3D=[[-1,1],[-1,1],[-1,1]] | 1.0 | 1000.0 | 100.0 | 1.0 | 0.08 | 4.5 | 5000.0 | 1000.0 | 1.0 | 4.5 | 2.5 | 10.0 | 45.0 | 77.25859370000035 | 0.18 | -0.2 | 0.2 | 0.16666666666666663 | -0.5 | 0.08333333333333326 | 52.49899458174835 | 0.32216282977539307 | 0.32216282977539307 | 10 | 0.11910179939497441 | 0.3021405118299909 | 0.3272108229191153 | 0.32546341935303297 | 0.3516385225684774
102 | motion_uncertainty | reconstruction_method=mlem, SEED=11, NUM_MEASUREMENTS=50, TRUE_SOURCE_SPECS=[{"position":[0.18,-0.2,0.2],"relative_strength":1.0}], NUM_CHANNELS=16, DIODE_PITCH=0.006, SEARCH_MIN=[-0.5,-0.5,-0.5], SEARCH_MAX=[0.5,0.5,0.5], GRID_SIZE=13, TRAJECTORY_MODE=grid, LATERAL_SPAN=0.6, VERTICAL_SPAN=0.36, BASE_DISTANCE=1, DISTANCE_SPAN=0.18, ORBIT_RADIUS=1.3, ORBIT_RADIUS_SPAN=0, ORBIT_ANGLE_SPAN_DEG=360.0, ORBIT_START_ANGLE_DEG=0.0, ORBIT_VERTICAL_SPAN=0.0, ORIENTATION_MODE=fixed, FIXED_VIEW_DIRECTION=[0,1,0], SCAN_CENTER=[0.0,0.0,0.0], NUM_ITERATIONS=10000, HISTORY_INTERVAL=1000, MAX_SOURCES_TO_REPORT=1, MIN_SOURCE_DISTANCE=0.08, ACTIVITY_MAX_RELATIVE_DROP=0.5, PRINT_GENERATED_COUNTS_TABLE=False, UPDATE_FRAME_MAX_VOXELS=1000, GIF_FPS=1.0, AXIS_LIMITS_3D=[[-1,1],[-1,1],[-1,1]] | 1.0 | 1000.0 | 100.0 | 1.0 | 0.08 | 4.5 | 5000.0 | 1000.0 | 1.0 | 4.5 | 2.5 | 45.0 | 45.0 | 78.0285509000023 | 0.18 | -0.2 | 0.2 | 0.16666666666666663 | -0.5 | 0.08333333333333326 | 55.85386230081774 | 0.32216282977539307 | 0.32216282977539307 | 7 | 0.08858935072413338 | 0.2196208854670551 | 0.2900370082189351 | 0.2981044493592649 | 0.3250617968367606
103 | motion_uncertainty | reconstruction_method=mlem, SEED=11, NUM_MEASUREMENTS=50, TRUE_SOURCE_SPECS=[{"position":[0.18,-0.2,0.2],"relative_strength":1.0}], NUM_CHANNELS=16, DIODE_PITCH=0.006, SEARCH_MIN=[-0.5,-0.5,-0.5], SEARCH_MAX=[0.5,0.5,0.5], GRID_SIZE=13, TRAJECTORY_MODE=grid, LATERAL_SPAN=0.6, VERTICAL_SPAN=0.36, BASE_DISTANCE=1, DISTANCE_SPAN=0.18, ORBIT_RADIUS=1.3, ORBIT_RADIUS_SPAN=0, ORBIT_ANGLE_SPAN_DEG=360.0, ORBIT_START_ANGLE_DEG=0.0, ORBIT_VERTICAL_SPAN=0.0, ORIENTATION_MODE=fixed, FIXED_VIEW_DIRECTION=[0,1,0], SCAN_CENTER=[0.0,0.0,0.0], NUM_ITERATIONS=10000, HISTORY_INTERVAL=1000, MAX_SOURCES_TO_REPORT=1, MIN_SOURCE_DISTANCE=0.08, ACTIVITY_MAX_RELATIVE_DROP=0.5, PRINT_GENERATED_COUNTS_TABLE=False, UPDATE_FRAME_MAX_VOXELS=1000, GIF_FPS=1.0, AXIS_LIMITS_3D=[[-1,1],[-1,1],[-1,1]] | 1.0 | 1000.0 | 100.0 | 1.0 | 0.08 | 4.5 | 5000.0 | 1000.0 | 1.0 | 4.5 | 2.5 | 45.0 | 60.0 | 76.3475784000002 | 0.18 | -0.2 | 0.2 | 0.16666666666666663 | -0.5 | 0.08333333333333326 | 59.56798862591448 | 0.32216282977539307 | 0.32216282977539307 | 4 | 0.056969467783462534 | 0.3021405118299909 | 0.3224505504219988 | 0.3230995603518215 | 0.3340851030863031
112 | motion_uncertainty | reconstruction_method=mlem, SEED=11, NUM_MEASUREMENTS=50, TRUE_SOURCE_SPECS=[{"position":[0.18,-0.2,0.2],"relative_strength":1.0}], NUM_CHANNELS=16, DIODE_PITCH=0.006, SEARCH_MIN=[-0.5,-0.5,-0.5], SEARCH_MAX=[0.5,0.5,0.5], GRID_SIZE=13, TRAJECTORY_MODE=grid, LATERAL_SPAN=0.6, VERTICAL_SPAN=0.36, BASE_DISTANCE=1, DISTANCE_SPAN=0.18, ORBIT_RADIUS=1.3, ORBIT_RADIUS_SPAN=0, ORBIT_ANGLE_SPAN_DEG=360.0, ORBIT_START_ANGLE_DEG=0.0, ORBIT_VERTICAL_SPAN=0.0, ORIENTATION_MODE=fixed, FIXED_VIEW_DIRECTION=[0,1,0], SCAN_CENTER=[0.0,0.0,0.0], NUM_ITERATIONS=10000, HISTORY_INTERVAL=1000, MAX_SOURCES_TO_REPORT=1, MIN_SOURCE_DISTANCE=0.08, ACTIVITY_MAX_RELATIVE_DROP=0.5, PRINT_GENERATED_COUNTS_TABLE=False, UPDATE_FRAME_MAX_VOXELS=1000, GIF_FPS=1.0, AXIS_LIMITS_3D=[[-1,1],[-1,1],[-1,1]] | 1.0 | 1000.0 | 100.0 | 1.0 | 0.08 | 4.5 | 5000.0 | 1000.0 | 1.0 | 4.5 | 5.0 | 0.0 | 45.0 | 76.96237269999983 | 0.18 | -0.2 | 0.2 | 0.16666666666666663 | -0.5 | 0.08333333333333326 | 45.81432918798594 | 0.32216282977539307 | 0.32216282977539307 | 14 | 0.16090180089617762 | 0.2196208854670551 | 0.30259917666891606 | 0.3087557154379131 | 0.3481902448380262
113 | motion_uncertainty | reconstruction_method=mlem, SEED=11, NUM_MEASUREMENTS=50, TRUE_SOURCE_SPECS=[{"position":[0.18,-0.2,0.2],"relative_strength":1.0}], NUM_CHANNELS=16, DIODE_PITCH=0.006, SEARCH_MIN=[-0.5,-0.5,-0.5], SEARCH_MAX=[0.5,0.5,0.5], GRID_SIZE=13, TRAJECTORY_MODE=grid, LATERAL_SPAN=0.6, VERTICAL_SPAN=0.36, BASE_DISTANCE=1, DISTANCE_SPAN=0.18, ORBIT_RADIUS=1.3, ORBIT_RADIUS_SPAN=0, ORBIT_ANGLE_SPAN_DEG=360.0, ORBIT_START_ANGLE_DEG=0.0, ORBIT_VERTICAL_SPAN=0.0, ORIENTATION_MODE=fixed, FIXED_VIEW_DIRECTION=[0,1,0], SCAN_CENTER=[0.0,0.0,0.0], NUM_ITERATIONS=10000, HISTORY_INTERVAL=1000, MAX_SOURCES_TO_REPORT=1, MIN_SOURCE_DISTANCE=0.08, ACTIVITY_MAX_RELATIVE_DROP=0.5, PRINT_GENERATED_COUNTS_TABLE=False, UPDATE_FRAME_MAX_VOXELS=1000, GIF_FPS=1.0, AXIS_LIMITS_3D=[[-1,1],[-1,1],[-1,1]] | 1.0 | 1000.0 | 100.0 | 1.0 | 0.08 | 4.5 | 5000.0 | 1000.0 | 1.0 | 4.5 | 5.0 | 0.0 | 60.0 | 74.65616969999974 | 0.18 | -0.2 | 0.2 | 0.16666666666666663 | -0.5 | 0.08333333333333326 | 52.619556910262766 | 0.32216282977539307 | 0.32216282977539307 | 14 | 0.17852151368197597 | 0.2196208854670551 | 0.30259917666891606 | 0.3081872435713572 | 0.3481902448380262
114 | motion_uncertainty | reconstruction_method=mlem, SEED=11, NUM_MEASUREMENTS=50, TRUE_SOURCE_SPECS=[{"position":[0.18,-0.2,0.2],"relative_strength":1.0}], NUM_CHANNELS=16, DIODE_PITCH=0.006, SEARCH_MIN=[-0.5,-0.5,-0.5], SEARCH_MAX=[0.5,0.5,0.5], GRID_SIZE=13, TRAJECTORY_MODE=grid, LATERAL_SPAN=0.6, VERTICAL_SPAN=0.36, BASE_DISTANCE=1, DISTANCE_SPAN=0.18, ORBIT_RADIUS=1.3, ORBIT_RADIUS_SPAN=0, ORBIT_ANGLE_SPAN_DEG=360.0, ORBIT_START_ANGLE_DEG=0.0, ORBIT_VERTICAL_SPAN=0.0, ORIENTATION_MODE=fixed, FIXED_VIEW_DIRECTION=[0,1,0], SCAN_CENTER=[0.0,0.0,0.0], NUM_ITERATIONS=10000, HISTORY_INTERVAL=1000, MAX_SOURCES_TO_REPORT=1, MIN_SOURCE_DISTANCE=0.08, ACTIVITY_MAX_RELATIVE_DROP=0.5, PRINT_GENERATED_COUNTS_TABLE=False, UPDATE_FRAME_MAX_VOXELS=1000, GIF_FPS=1.0, AXIS_LIMITS_3D=[[-1,1],[-1,1],[-1,1]] | 1.0 | 1000.0 | 100.0 | 1.0 | 0.08 | 4.5 | 5000.0 | 1000.0 | 1.0 | 4.5 | 5.0 | 10.0 | 0.0 | 77.50306020000062 | 0.18 | -0.2 | 0.2 | 0.16666666666666663 | -0.5 | 0.08333333333333326 | 38.84071672858295 | 0.32216282977539307 | 0.32216282977539307 | 16 | 0.13484544242760435 | 0.2196208854670551 | 0.32971167012914393 | 0.3312486295504117 | 0.3539917551909032
115 | motion_uncertainty | reconstruction_method=mlem, SEED=11, NUM_MEASUREMENTS=50, TRUE_SOURCE_SPECS=[{"position":[0.18,-0.2,0.2],"relative_strength":1.0}], NUM_CHANNELS=16, DIODE_PITCH=0.006, SEARCH_MIN=[-0.5,-0.5,-0.5], SEARCH_MAX=[0.5,0.5,0.5], GRID_SIZE=13, TRAJECTORY_MODE=grid, LATERAL_SPAN=0.6, VERTICAL_SPAN=0.36, BASE_DISTANCE=1, DISTANCE_SPAN=0.18, ORBIT_RADIUS=1.3, ORBIT_RADIUS_SPAN=0, ORBIT_ANGLE_SPAN_DEG=360.0, ORBIT_START_ANGLE_DEG=0.0, ORBIT_VERTICAL_SPAN=0.0, ORIENTATION_MODE=fixed, FIXED_VIEW_DIRECTION=[0,1,0], SCAN_CENTER=[0.0,0.0,0.0], NUM_ITERATIONS=10000, HISTORY_INTERVAL=1000, MAX_SOURCES_TO_REPORT=1, MIN_SOURCE_DISTANCE=0.08, ACTIVITY_MAX_RELATIVE_DROP=0.5, PRINT_GENERATED_COUNTS_TABLE=False, UPDATE_FRAME_MAX_VOXELS=1000, GIF_FPS=1.0, AXIS_LIMITS_3D=[[-1,1],[-1,1],[-1,1]] | 1.0 | 1000.0 | 100.0 | 1.0 | 0.08 | 4.5 | 5000.0 | 1000.0 | 1.0 | 4.5 | 5.0 | 10.0 | 10.0 | 77.9245465999993 | 0.18 | -0.2 | 0.2 | 0.16666666666666663 | -0.5 | 0.08333333333333326 | 41.42035820764862 | 0.32216282977539307 | 0.32216282977539307 | 14 | 0.1273272649035086 | 0.2196208854670551 | 0.3037376049330952 | 0.30799792197625386 | 0.3528208014837897
116 | motion_uncertainty | reconstruction_method=mlem, SEED=11, NUM_MEASUREMENTS=50, TRUE_SOURCE_SPECS=[{"position":[0.18,-0.2,0.2],"relative_strength":1.0}], NUM_CHANNELS=16, DIODE_PITCH=0.006, SEARCH_MIN=[-0.5,-0.5,-0.5], SEARCH_MAX=[0.5,0.5,0.5], GRID_SIZE=13, TRAJECTORY_MODE=grid, LATERAL_SPAN=0.6, VERTICAL_SPAN=0.36, BASE_DISTANCE=1, DISTANCE_SPAN=0.18, ORBIT_RADIUS=1.3, ORBIT_RADIUS_SPAN=0, ORBIT_ANGLE_SPAN_DEG=360.0, ORBIT_START_ANGLE_DEG=0.0, ORBIT_VERTICAL_SPAN=0.0, ORIENTATION_MODE=fixed, FIXED_VIEW_DIRECTION=[0,1,0], SCAN_CENTER=[0.0,0.0,0.0], NUM_ITERATIONS=10000, HISTORY_INTERVAL=1000, MAX_SOURCES_TO_REPORT=1, MIN_SOURCE_DISTANCE=0.08, ACTIVITY_MAX_RELATIVE_DROP=0.5, PRINT_GENERATED_COUNTS_TABLE=False, UPDATE_FRAME_MAX_VOXELS=1000, GIF_FPS=1.0, AXIS_LIMITS_3D=[[-1,1],[-1,1],[-1,1]] | 1.0 | 1000.0 | 100.0 | 1.0 | 0.08 | 4.5 | 5000.0 | 1000.0 | 1.0 | 4.5 | 5.0 | 10.0 | 25.0 | 78.62985079999999 | 0.18 | -0.2 | 0.2 | 0.16666666666666663 | -0.5 | 0.08333333333333326 | 41.95107088424477 | 0.32216282977539307 | 0.32216282977539307 | 14 | 0.1335097544261004 | 0.2196208854670551 | 0.30259917666891606 | 0.30743180561754074 | 0.3481902448380262
117 | motion_uncertainty | reconstruction_method=mlem, SEED=11, NUM_MEASUREMENTS=50, TRUE_SOURCE_SPECS=[{"position":[0.18,-0.2,0.2],"relative_strength":1.0}], NUM_CHANNELS=16, DIODE_PITCH=0.006, SEARCH_MIN=[-0.5,-0.5,-0.5], SEARCH_MAX=[0.5,0.5,0.5], GRID_SIZE=13, TRAJECTORY_MODE=grid, LATERAL_SPAN=0.6, VERTICAL_SPAN=0.36, BASE_DISTANCE=1, DISTANCE_SPAN=0.18, ORBIT_RADIUS=1.3, ORBIT_RADIUS_SPAN=0, ORBIT_ANGLE_SPAN_DEG=360.0, ORBIT_START_ANGLE_DEG=0.0, ORBIT_VERTICAL_SPAN=0.0, ORIENTATION_MODE=fixed, FIXED_VIEW_DIRECTION=[0,1,0], SCAN_CENTER=[0.0,0.0,0.0], NUM_ITERATIONS=10000, HISTORY_INTERVAL=1000, MAX_SOURCES_TO_REPORT=1, MIN_SOURCE_DISTANCE=0.08, ACTIVITY_MAX_RELATIVE_DROP=0.5, PRINT_GENERATED_COUNTS_TABLE=False, UPDATE_FRAME_MAX_VOXELS=1000, GIF_FPS=1.0, AXIS_LIMITS_3D=[[-1,1],[-1,1],[-1,1]] | 1.0 | 1000.0 | 100.0 | 1.0 | 0.08 | 4.5 | 5000.0 | 1000.0 | 1.0 | 4.5 | 5.0 | 10.0 | 45.0 | 77.51590509999733 | 0.18 | -0.2 | 0.2 | 0.16666666666666663 | -0.5 | 0.08333333333333326 | 51.2042787237629 | 0.32216282977539307 | 0.32216282977539307 | 12 | 0.14324754774778464 | 0.2196208854670551 | 0.31253034698557874 | 0.3148338694707436 | 0.3503577323344034
123 | motion_uncertainty | reconstruction_method=mlem, SEED=11, NUM_MEASUREMENTS=50, TRUE_SOURCE_SPECS=[{"position":[0.18,-0.2,0.2],"relative_strength":1.0}], NUM_CHANNELS=16, DIODE_PITCH=0.006, SEARCH_MIN=[-0.5,-0.5,-0.5], SEARCH_MAX=[0.5,0.5,0.5], GRID_SIZE=13, TRAJECTORY_MODE=grid, LATERAL_SPAN=0.6, VERTICAL_SPAN=0.36, BASE_DISTANCE=1, DISTANCE_SPAN=0.18, ORBIT_RADIUS=1.3, ORBIT_RADIUS_SPAN=0, ORBIT_ANGLE_SPAN_DEG=360.0, ORBIT_START_ANGLE_DEG=0.0, ORBIT_VERTICAL_SPAN=0.0, ORIENTATION_MODE=fixed, FIXED_VIEW_DIRECTION=[0,1,0], SCAN_CENTER=[0.0,0.0,0.0], NUM_ITERATIONS=10000, HISTORY_INTERVAL=1000, MAX_SOURCES_TO_REPORT=1, MIN_SOURCE_DISTANCE=0.08, ACTIVITY_MAX_RELATIVE_DROP=0.5, PRINT_GENERATED_COUNTS_TABLE=False, UPDATE_FRAME_MAX_VOXELS=1000, GIF_FPS=1.0, AXIS_LIMITS_3D=[[-1,1],[-1,1],[-1,1]] | 1.0 | 1000.0 | 100.0 | 1.0 | 0.08 | 4.5 | 5000.0 | 1000.0 | 1.0 | 4.5 | 5.0 | 25.0 | 60.0 | 76.45901310000045 | 0.18 | -0.2 | 0.2 | 0.16666666666666663 | -0.5 | 0.08333333333333326 | 56.948868723275744 | 0.32216282977539307 | 0.32216282977539307 | 8 | 0.11711837763397702 | 0.2196208854670551 | 0.311513661904409 | 0.3128894234083127 | 0.34301490889353337
126 | motion_uncertainty | reconstruction_method=mlem, SEED=11, NUM_MEASUREMENTS=50, TRUE_SOURCE_SPECS=[{"position":[0.18,-0.2,0.2],"relative_strength":1.0}], NUM_CHANNELS=16, DIODE_PITCH=0.006, SEARCH_MIN=[-0.5,-0.5,-0.5], SEARCH_MAX=[0.5,0.5,0.5], GRID_SIZE=13, TRAJECTORY_MODE=grid, LATERAL_SPAN=0.6, VERTICAL_SPAN=0.36, BASE_DISTANCE=1, DISTANCE_SPAN=0.18, ORBIT_RADIUS=1.3, ORBIT_RADIUS_SPAN=0, ORBIT_ANGLE_SPAN_DEG=360.0, ORBIT_START_ANGLE_DEG=0.0, ORBIT_VERTICAL_SPAN=0.0, ORIENTATION_MODE=fixed, FIXED_VIEW_DIRECTION=[0,1,0], SCAN_CENTER=[0.0,0.0,0.0], NUM_ITERATIONS=10000, HISTORY_INTERVAL=1000, MAX_SOURCES_TO_REPORT=1, MIN_SOURCE_DISTANCE=0.08, ACTIVITY_MAX_RELATIVE_DROP=0.5, PRINT_GENERATED_COUNTS_TABLE=False, UPDATE_FRAME_MAX_VOXELS=1000, GIF_FPS=1.0, AXIS_LIMITS_3D=[[-1,1],[-1,1],[-1,1]] | 1.0 | 1000.0 | 100.0 | 1.0 | 0.08 | 4.5 | 5000.0 | 1000.0 | 1.0 | 4.5 | 5.0 | 45.0 | 25.0 | 77.09447440000076 | 0.18 | -0.2 | 0.2 | 0.16666666666666663 | -0.5 | 0.08333333333333326 | 53.10666814390556 | 0.32216282977539307 | 0.32216282977539307 | 9 | 0.09489292514697782 | 0.2196208854670551 | 0.32169518567753 | 0.3221271913011927 | 0.35685068578343215
127 | motion_uncertainty | reconstruction_method=mlem, SEED=11, NUM_MEASUREMENTS=50, TRUE_SOURCE_SPECS=[{"position":[0.18,-0.2,0.2],"relative_strength":1.0}], NUM_CHANNELS=16, DIODE_PITCH=0.006, SEARCH_MIN=[-0.5,-0.5,-0.5], SEARCH_MAX=[0.5,0.5,0.5], GRID_SIZE=13, TRAJECTORY_MODE=grid, LATERAL_SPAN=0.6, VERTICAL_SPAN=0.36, BASE_DISTANCE=1, DISTANCE_SPAN=0.18, ORBIT_RADIUS=1.3, ORBIT_RADIUS_SPAN=0, ORBIT_ANGLE_SPAN_DEG=360.0, ORBIT_START_ANGLE_DEG=0.0, ORBIT_VERTICAL_SPAN=0.0, ORIENTATION_MODE=fixed, FIXED_VIEW_DIRECTION=[0,1,0], SCAN_CENTER=[0.0,0.0,0.0], NUM_ITERATIONS=10000, HISTORY_INTERVAL=1000, MAX_SOURCES_TO_REPORT=1, MIN_SOURCE_DISTANCE=0.08, ACTIVITY_MAX_RELATIVE_DROP=0.5, PRINT_GENERATED_COUNTS_TABLE=False, UPDATE_FRAME_MAX_VOXELS=1000, GIF_FPS=1.0, AXIS_LIMITS_3D=[[-1,1],[-1,1],[-1,1]] | 1.0 | 1000.0 | 100.0 | 1.0 | 0.08 | 4.5 | 5000.0 | 1000.0 | 1.0 | 4.5 | 5.0 | 45.0 | 45.0 | 77.55901369999992 | 0.18 | -0.2 | 0.2 | 0.16666666666666663 | -0.5 | 0.08333333333333326 | 55.07501640873899 | 0.32216282977539307 | 0.32216282977539307 | 6 | 0.0717341804728371 | 0.2196208854670551 | 0.30002305271299484 | 0.30497937138234826 | 0.3257865386021025
128 | motion_uncertainty | reconstruction_method=mlem, SEED=11, NUM_MEASUREMENTS=50, TRUE_SOURCE_SPECS=[{"position":[0.18,-0.2,0.2],"relative_strength":1.0}], NUM_CHANNELS=16, DIODE_PITCH=0.006, SEARCH_MIN=[-0.5,-0.5,-0.5], SEARCH_MAX=[0.5,0.5,0.5], GRID_SIZE=13, TRAJECTORY_MODE=grid, LATERAL_SPAN=0.6, VERTICAL_SPAN=0.36, BASE_DISTANCE=1, DISTANCE_SPAN=0.18, ORBIT_RADIUS=1.3, ORBIT_RADIUS_SPAN=0, ORBIT_ANGLE_SPAN_DEG=360.0, ORBIT_START_ANGLE_DEG=0.0, ORBIT_VERTICAL_SPAN=0.0, ORIENTATION_MODE=fixed, FIXED_VIEW_DIRECTION=[0,1,0], SCAN_CENTER=[0.0,0.0,0.0], NUM_ITERATIONS=10000, HISTORY_INTERVAL=1000, MAX_SOURCES_TO_REPORT=1, MIN_SOURCE_DISTANCE=0.08, ACTIVITY_MAX_RELATIVE_DROP=0.5, PRINT_GENERATED_COUNTS_TABLE=False, UPDATE_FRAME_MAX_VOXELS=1000, GIF_FPS=1.0, AXIS_LIMITS_3D=[[-1,1],[-1,1],[-1,1]] | 1.0 | 1000.0 | 100.0 | 1.0 | 0.08 | 4.5 | 5000.0 | 1000.0 | 1.0 | 4.5 | 5.0 | 45.0 | 60.0 | 76.01068049999958 | 0.18 | -0.2 | 0.2 | 0.16666666666666663 | -0.5 | 0.08333333333333326 | 58.81886379035197 | 0.32216282977539307 | 0.32216282977539307 | 5 | 0.06315207254776178 | 0.3021405118299909 | 0.3213498891616914 | 0.32171395509684936 | 0.3334172665638044
129 | motion_uncertainty | reconstruction_method=mlem, SEED=11, NUM_MEASUREMENTS=50, TRUE_SOURCE_SPECS=[{"position":[0.18,-0.2,0.2],"relative_strength":1.0}], NUM_CHANNELS=16, DIODE_PITCH=0.006, SEARCH_MIN=[-0.5,-0.5,-0.5], SEARCH_MAX=[0.5,0.5,0.5], GRID_SIZE=13, TRAJECTORY_MODE=grid, LATERAL_SPAN=0.6, VERTICAL_SPAN=0.36, BASE_DISTANCE=1, DISTANCE_SPAN=0.18, ORBIT_RADIUS=1.3, ORBIT_RADIUS_SPAN=0, ORBIT_ANGLE_SPAN_DEG=360.0, ORBIT_START_ANGLE_DEG=0.0, ORBIT_VERTICAL_SPAN=0.0, ORIENTATION_MODE=fixed, FIXED_VIEW_DIRECTION=[0,1,0], SCAN_CENTER=[0.0,0.0,0.0], NUM_ITERATIONS=10000, HISTORY_INTERVAL=1000, MAX_SOURCES_TO_REPORT=1, MIN_SOURCE_DISTANCE=0.08, ACTIVITY_MAX_RELATIVE_DROP=0.5, PRINT_GENERATED_COUNTS_TABLE=False, UPDATE_FRAME_MAX_VOXELS=1000, GIF_FPS=1.0, AXIS_LIMITS_3D=[[-1,1],[-1,1],[-1,1]] | 1.0 | 1000.0 | 100.0 | 1.0 | 0.08 | 4.5 | 5000.0 | 1000.0 | 1.0 | 4.5 | 5.0 | 60.0 | 0.0 | 78.09817180000027 | 0.18 | -0.2 | 0.2 | 0.16666666666666663 | -0.5 | 0.08333333333333326 | 37.47198542902602 | 0.32216282977539307 | 0.32216282977539307 | 33 | 0.19906898146557905 | 0.0489897948556636 | 0.1788428549070281 | 0.183111265351596 | 0.3139858976623676
145 | motion_uncertainty | reconstruction_method=mlem, SEED=11, NUM_MEASUREMENTS=50, TRUE_SOURCE_SPECS=[{"position":[0.18,-0.2,0.2],"relative_strength":1.0}], NUM_CHANNELS=16, DIODE_PITCH=0.006, SEARCH_MIN=[-0.5,-0.5,-0.5], SEARCH_MAX=[0.5,0.5,0.5], GRID_SIZE=13, TRAJECTORY_MODE=grid, LATERAL_SPAN=0.6, VERTICAL_SPAN=0.36, BASE_DISTANCE=1, DISTANCE_SPAN=0.18, ORBIT_RADIUS=1.3, ORBIT_RADIUS_SPAN=0, ORBIT_ANGLE_SPAN_DEG=360.0, ORBIT_START_ANGLE_DEG=0.0, ORBIT_VERTICAL_SPAN=0.0, ORIENTATION_MODE=fixed, FIXED_VIEW_DIRECTION=[0,1,0], SCAN_CENTER=[0.0,0.0,0.0], NUM_ITERATIONS=10000, HISTORY_INTERVAL=1000, MAX_SOURCES_TO_REPORT=1, MIN_SOURCE_DISTANCE=0.08, ACTIVITY_MAX_RELATIVE_DROP=0.5, PRINT_GENERATED_COUNTS_TABLE=False, UPDATE_FRAME_MAX_VOXELS=1000, GIF_FPS=1.0, AXIS_LIMITS_3D=[[-1,1],[-1,1],[-1,1]] | 1.0 | 1000.0 | 100.0 | 1.0 | 0.08 | 4.5 | 5000.0 | 1000.0 | 1.0 | 4.5 | 10.0 | 25.0 | 10.0 | 67.47071829999913 | 0.18 | -0.2 | 0.2 | 0.16666666666666663 | -0.5 | 0.08333333333333326 | 43.30904644198204 | 0.32216282977539307 | 0.32216282977539307 | 10 | 0.11012538184373886 | 0.2196208854670551 | 0.29624726754997777 | 0.3013220119797951 | 0.33813395481834085
146 | motion_uncertainty | reconstruction_method=mlem, SEED=11, NUM_MEASUREMENTS=50, TRUE_SOURCE_SPECS=[{"position":[0.18,-0.2,0.2],"relative_strength":1.0}], NUM_CHANNELS=16, DIODE_PITCH=0.006, SEARCH_MIN=[-0.5,-0.5,-0.5], SEARCH_MAX=[0.5,0.5,0.5], GRID_SIZE=13, TRAJECTORY_MODE=grid, LATERAL_SPAN=0.6, VERTICAL_SPAN=0.36, BASE_DISTANCE=1, DISTANCE_SPAN=0.18, ORBIT_RADIUS=1.3, ORBIT_RADIUS_SPAN=0, ORBIT_ANGLE_SPAN_DEG=360.0, ORBIT_START_ANGLE_DEG=0.0, ORBIT_VERTICAL_SPAN=0.0, ORIENTATION_MODE=fixed, FIXED_VIEW_DIRECTION=[0,1,0], SCAN_CENTER=[0.0,0.0,0.0], NUM_ITERATIONS=10000, HISTORY_INTERVAL=1000, MAX_SOURCES_TO_REPORT=1, MIN_SOURCE_DISTANCE=0.08, ACTIVITY_MAX_RELATIVE_DROP=0.5, PRINT_GENERATED_COUNTS_TABLE=False, UPDATE_FRAME_MAX_VOXELS=1000, GIF_FPS=1.0, AXIS_LIMITS_3D=[[-1,1],[-1,1],[-1,1]] | 1.0 | 1000.0 | 100.0 | 1.0 | 0.08 | 4.5 | 5000.0 | 1000.0 | 1.0 | 4.5 | 10.0 | 25.0 | 25.0 | 66.39536260000023 | 0.18 | -0.2 | 0.2 | 0.16666666666666663 | -0.5 | 0.08333333333333326 | 48.25176395643946 | 0.32216282977539307 | 0.32216282977539307 | 11 | 0.123607267771386 | 0.2196208854670551 | 0.29963010502718296 | 0.30196702333438435 | 0.3385590380158566
150 | motion_uncertainty | reconstruction_method=mlem, SEED=11, NUM_MEASUREMENTS=50, TRUE_SOURCE_SPECS=[{"position":[0.18,-0.2,0.2],"relative_strength":1.0}], NUM_CHANNELS=16, DIODE_PITCH=0.006, SEARCH_MIN=[-0.5,-0.5,-0.5], SEARCH_MAX=[0.5,0.5,0.5], GRID_SIZE=13, TRAJECTORY_MODE=grid, LATERAL_SPAN=0.6, VERTICAL_SPAN=0.36, BASE_DISTANCE=1, DISTANCE_SPAN=0.18, ORBIT_RADIUS=1.3, ORBIT_RADIUS_SPAN=0, ORBIT_ANGLE_SPAN_DEG=360.0, ORBIT_START_ANGLE_DEG=0.0, ORBIT_VERTICAL_SPAN=0.0, ORIENTATION_MODE=fixed, FIXED_VIEW_DIRECTION=[0,1,0], SCAN_CENTER=[0.0,0.0,0.0], NUM_ITERATIONS=10000, HISTORY_INTERVAL=1000, MAX_SOURCES_TO_REPORT=1, MIN_SOURCE_DISTANCE=0.08, ACTIVITY_MAX_RELATIVE_DROP=0.5, PRINT_GENERATED_COUNTS_TABLE=False, UPDATE_FRAME_MAX_VOXELS=1000, GIF_FPS=1.0, AXIS_LIMITS_3D=[[-1,1],[-1,1],[-1,1]] | 1.0 | 1000.0 | 100.0 | 1.0 | 0.08 | 4.5 | 5000.0 | 1000.0 | 1.0 | 4.5 | 10.0 | 45.0 | 10.0 | 73.60674500000096 | 0.18 | -0.2 | 0.2 | 0.16666666666666663 | -0.5 | 0.08333333333333326 | 48.87475703705194 | 0.32216282977539307 | 0.32216282977539307 | 9 | 0.08695836432301973 | 0.2196208854670551 | 0.3138870049395258 | 0.3155165254411597 | 0.35685068578343215
151 | motion_uncertainty | reconstruction_method=mlem, SEED=11, NUM_MEASUREMENTS=50, TRUE_SOURCE_SPECS=[{"position":[0.18,-0.2,0.2],"relative_strength":1.0}], NUM_CHANNELS=16, DIODE_PITCH=0.006, SEARCH_MIN=[-0.5,-0.5,-0.5], SEARCH_MAX=[0.5,0.5,0.5], GRID_SIZE=13, TRAJECTORY_MODE=grid, LATERAL_SPAN=0.6, VERTICAL_SPAN=0.36, BASE_DISTANCE=1, DISTANCE_SPAN=0.18, ORBIT_RADIUS=1.3, ORBIT_RADIUS_SPAN=0, ORBIT_ANGLE_SPAN_DEG=360.0, ORBIT_START_ANGLE_DEG=0.0, ORBIT_VERTICAL_SPAN=0.0, ORIENTATION_MODE=fixed, FIXED_VIEW_DIRECTION=[0,1,0], SCAN_CENTER=[0.0,0.0,0.0], NUM_ITERATIONS=10000, HISTORY_INTERVAL=1000, MAX_SOURCES_TO_REPORT=1, MIN_SOURCE_DISTANCE=0.08, ACTIVITY_MAX_RELATIVE_DROP=0.5, PRINT_GENERATED_COUNTS_TABLE=False, UPDATE_FRAME_MAX_VOXELS=1000, GIF_FPS=1.0, AXIS_LIMITS_3D=[[-1,1],[-1,1],[-1,1]] | 1.0 | 1000.0 | 100.0 | 1.0 | 0.08 | 4.5 | 5000.0 | 1000.0 | 1.0 | 4.5 | 10.0 | 45.0 | 25.0 | 67.38355170000068 | 0.18 | -0.2 | 0.2 | 0.16666666666666663 | -0.5 | 0.08333333333333326 | 53.90827825031699 | 0.32216282977539307 | 0.32216282977539307 | 6 | 0.06892796137067392 | 0.2196208854670551 | 0.30439505521258536 | 0.3077738228701433 | 0.33274943004130564
152 | motion_uncertainty | reconstruction_method=mlem, SEED=11, NUM_MEASUREMENTS=50, TRUE_SOURCE_SPECS=[{"position":[0.18,-0.2,0.2],"relative_strength":1.0}], NUM_CHANNELS=16, DIODE_PITCH=0.006, SEARCH_MIN=[-0.5,-0.5,-0.5], SEARCH_MAX=[0.5,0.5,0.5], GRID_SIZE=13, TRAJECTORY_MODE=grid, LATERAL_SPAN=0.6, VERTICAL_SPAN=0.36, BASE_DISTANCE=1, DISTANCE_SPAN=0.18, ORBIT_RADIUS=1.3, ORBIT_RADIUS_SPAN=0, ORBIT_ANGLE_SPAN_DEG=360.0, ORBIT_START_ANGLE_DEG=0.0, ORBIT_VERTICAL_SPAN=0.0, ORIENTATION_MODE=fixed, FIXED_VIEW_DIRECTION=[0,1,0], SCAN_CENTER=[0.0,0.0,0.0], NUM_ITERATIONS=10000, HISTORY_INTERVAL=1000, MAX_SOURCES_TO_REPORT=1, MIN_SOURCE_DISTANCE=0.08, ACTIVITY_MAX_RELATIVE_DROP=0.5, PRINT_GENERATED_COUNTS_TABLE=False, UPDATE_FRAME_MAX_VOXELS=1000, GIF_FPS=1.0, AXIS_LIMITS_3D=[[-1,1],[-1,1],[-1,1]] | 1.0 | 1000.0 | 100.0 | 1.0 | 0.08 | 4.5 | 5000.0 | 1000.0 | 1.0 | 4.5 | 10.0 | 45.0 | 45.0 | 66.91324000000168 | 0.18 | -0.2 | 0.2 | 0.16666666666666663 | -0.5 | 0.08333333333333326 | 56.84510499425247 | 0.32216282977539307 | 0.32216282977539307 | 6 | 0.07381274594465605 | 0.2196208854670551 | 0.2867337433127148 | 0.29550332884244257 | 0.3257865386021025
153 | motion_uncertainty | reconstruction_method=mlem, SEED=11, NUM_MEASUREMENTS=50, TRUE_SOURCE_SPECS=[{"position":[0.18,-0.2,0.2],"relative_strength":1.0}], NUM_CHANNELS=16, DIODE_PITCH=0.006, SEARCH_MIN=[-0.5,-0.5,-0.5], SEARCH_MAX=[0.5,0.5,0.5], GRID_SIZE=13, TRAJECTORY_MODE=grid, LATERAL_SPAN=0.6, VERTICAL_SPAN=0.36, BASE_DISTANCE=1, DISTANCE_SPAN=0.18, ORBIT_RADIUS=1.3, ORBIT_RADIUS_SPAN=0, ORBIT_ANGLE_SPAN_DEG=360.0, ORBIT_START_ANGLE_DEG=0.0, ORBIT_VERTICAL_SPAN=0.0, ORIENTATION_MODE=fixed, FIXED_VIEW_DIRECTION=[0,1,0], SCAN_CENTER=[0.0,0.0,0.0], NUM_ITERATIONS=10000, HISTORY_INTERVAL=1000, MAX_SOURCES_TO_REPORT=1, MIN_SOURCE_DISTANCE=0.08, ACTIVITY_MAX_RELATIVE_DROP=0.5, PRINT_GENERATED_COUNTS_TABLE=False, UPDATE_FRAME_MAX_VOXELS=1000, GIF_FPS=1.0, AXIS_LIMITS_3D=[[-1,1],[-1,1],[-1,1]] | 1.0 | 1000.0 | 100.0 | 1.0 | 0.08 | 4.5 | 5000.0 | 1000.0 | 1.0 | 4.5 | 10.0 | 45.0 | 60.0 | 66.34646070000235 | 0.18 | -0.2 | 0.2 | 0.16666666666666663 | -0.5 | 0.08333333333333326 | 60.1285713325937 | 0.32216282977539307 | 0.32216282977539307 | 8 | 0.09351901181809254 | 0.2196208854670551 | 0.29771256670189217 | 0.300741671953791 | 0.336019616024946
65 | motion_uncertainty | reconstruction_method=mlem, SEED=11, NUM_MEASUREMENTS=50, TRUE_SOURCE_SPECS=[{"position":[0.18,-0.2,0.2],"relative_strength":1.0}], NUM_CHANNELS=16, DIODE_PITCH=0.006, SEARCH_MIN=[-0.5,-0.5,-0.5], SEARCH_MAX=[0.5,0.5,0.5], GRID_SIZE=13, TRAJECTORY_MODE=grid, LATERAL_SPAN=0.6, VERTICAL_SPAN=0.36, BASE_DISTANCE=1, DISTANCE_SPAN=0.18, ORBIT_RADIUS=1.3, ORBIT_RADIUS_SPAN=0, ORBIT_ANGLE_SPAN_DEG=360.0, ORBIT_START_ANGLE_DEG=0.0, ORBIT_VERTICAL_SPAN=0.0, ORIENTATION_MODE=fixed, FIXED_VIEW_DIRECTION=[0,1,0], SCAN_CENTER=[0.0,0.0,0.0], NUM_ITERATIONS=10000, HISTORY_INTERVAL=1000, MAX_SOURCES_TO_REPORT=1, MIN_SOURCE_DISTANCE=0.08, ACTIVITY_MAX_RELATIVE_DROP=0.5, PRINT_GENERATED_COUNTS_TABLE=False, UPDATE_FRAME_MAX_VOXELS=1000, GIF_FPS=1.0, AXIS_LIMITS_3D=[[-1,1],[-1,1],[-1,1]] | 1.0 | 1000.0 | 100.0 | 1.0 | 0.08 | 4.5 | 5000.0 | 1000.0 | 1.0 | 4.5 | 0.0 | 10.0 | 10.0 | 64.58617520000007 | 0.18 | -0.2 | 0.2 | 0.25 | -0.5 | 0.08333333333333326 | 53.25844835580016 | 0.329410247428812 | 0.329410247428812 | 5 | 0.06467867373061267 | 0.3021405118299909 | 0.3161034861621828 | 0.3184813917173294 | 0.3265112803674444
66 | motion_uncertainty | reconstruction_method=mlem, SEED=11, NUM_MEASUREMENTS=50, TRUE_SOURCE_SPECS=[{"position":[0.18,-0.2,0.2],"relative_strength":1.0}], NUM_CHANNELS=16, DIODE_PITCH=0.006, SEARCH_MIN=[-0.5,-0.5,-0.5], SEARCH_MAX=[0.5,0.5,0.5], GRID_SIZE=13, TRAJECTORY_MODE=grid, LATERAL_SPAN=0.6, VERTICAL_SPAN=0.36, BASE_DISTANCE=1, DISTANCE_SPAN=0.18, ORBIT_RADIUS=1.3, ORBIT_RADIUS_SPAN=0, ORBIT_ANGLE_SPAN_DEG=360.0, ORBIT_START_ANGLE_DEG=0.0, ORBIT_VERTICAL_SPAN=0.0, ORIENTATION_MODE=fixed, FIXED_VIEW_DIRECTION=[0,1,0], SCAN_CENTER=[0.0,0.0,0.0], NUM_ITERATIONS=10000, HISTORY_INTERVAL=1000, MAX_SOURCES_TO_REPORT=1, MIN_SOURCE_DISTANCE=0.08, ACTIVITY_MAX_RELATIVE_DROP=0.5, PRINT_GENERATED_COUNTS_TABLE=False, UPDATE_FRAME_MAX_VOXELS=1000, GIF_FPS=1.0, AXIS_LIMITS_3D=[[-1,1],[-1,1],[-1,1]] | 1.0 | 1000.0 | 100.0 | 1.0 | 0.08 | 4.5 | 5000.0 | 1000.0 | 1.0 | 4.5 | 0.0 | 10.0 | 25.0 | 67.77077140000074 | 0.18 | -0.2 | 0.2 | 0.25 | -0.5 | 0.08333333333333326 | 49.11105651863752 | 0.329410247428812 | 0.329410247428812 | 8 | 0.09240557766952945 | 0.3021405118299909 | 0.332505979634655 | 0.33041998817219215 | 0.3627473097509582
67 | motion_uncertainty | reconstruction_method=mlem, SEED=11, NUM_MEASUREMENTS=50, TRUE_SOURCE_SPECS=[{"position":[0.18,-0.2,0.2],"relative_strength":1.0}], NUM_CHANNELS=16, DIODE_PITCH=0.006, SEARCH_MIN=[-0.5,-0.5,-0.5], SEARCH_MAX=[0.5,0.5,0.5], GRID_SIZE=13, TRAJECTORY_MODE=grid, LATERAL_SPAN=0.6, VERTICAL_SPAN=0.36, BASE_DISTANCE=1, DISTANCE_SPAN=0.18, ORBIT_RADIUS=1.3, ORBIT_RADIUS_SPAN=0, ORBIT_ANGLE_SPAN_DEG=360.0, ORBIT_START_ANGLE_DEG=0.0, ORBIT_VERTICAL_SPAN=0.0, ORIENTATION_MODE=fixed, FIXED_VIEW_DIRECTION=[0,1,0], SCAN_CENTER=[0.0,0.0,0.0], NUM_ITERATIONS=10000, HISTORY_INTERVAL=1000, MAX_SOURCES_TO_REPORT=1, MIN_SOURCE_DISTANCE=0.08, ACTIVITY_MAX_RELATIVE_DROP=0.5, PRINT_GENERATED_COUNTS_TABLE=False, UPDATE_FRAME_MAX_VOXELS=1000, GIF_FPS=1.0, AXIS_LIMITS_3D=[[-1,1],[-1,1],[-1,1]] | 1.0 | 1000.0 | 100.0 | 1.0 | 0.08 | 4.5 | 5000.0 | 1000.0 | 1.0 | 4.5 | 0.0 | 10.0 | 45.0 | 67.67377689999921 | 0.18 | -0.2 | 0.2 | 0.25 | -0.5 | 0.08333333333333326 | 53.63039390507681 | 0.329410247428812 | 0.329410247428812 | 5 | 0.07849712899220615 | 0.3021405118299909 | 0.3161034861621828 | 0.3171312775537803 | 0.3265112803674444
69 | motion_uncertainty | reconstruction_method=mlem, SEED=11, NUM_MEASUREMENTS=50, TRUE_SOURCE_SPECS=[{"position":[0.18,-0.2,0.2],"relative_strength":1.0}], NUM_CHANNELS=16, DIODE_PITCH=0.006, SEARCH_MIN=[-0.5,-0.5,-0.5], SEARCH_MAX=[0.5,0.5,0.5], GRID_SIZE=13, TRAJECTORY_MODE=grid, LATERAL_SPAN=0.6, VERTICAL_SPAN=0.36, BASE_DISTANCE=1, DISTANCE_SPAN=0.18, ORBIT_RADIUS=1.3, ORBIT_RADIUS_SPAN=0, ORBIT_ANGLE_SPAN_DEG=360.0, ORBIT_START_ANGLE_DEG=0.0, ORBIT_VERTICAL_SPAN=0.0, ORIENTATION_MODE=fixed, FIXED_VIEW_DIRECTION=[0,1,0], SCAN_CENTER=[0.0,0.0,0.0], NUM_ITERATIONS=10000, HISTORY_INTERVAL=1000, MAX_SOURCES_TO_REPORT=1, MIN_SOURCE_DISTANCE=0.08, ACTIVITY_MAX_RELATIVE_DROP=0.5, PRINT_GENERATED_COUNTS_TABLE=False, UPDATE_FRAME_MAX_VOXELS=1000, GIF_FPS=1.0, AXIS_LIMITS_3D=[[-1,1],[-1,1],[-1,1]] | 1.0 | 1000.0 | 100.0 | 1.0 | 0.08 | 4.5 | 5000.0 | 1000.0 | 1.0 | 4.5 | 0.0 | 25.0 | 0.0 | 70.48512750000009 | 0.18 | -0.2 | 0.2 | 0.25 | -0.5 | 0.08333333333333326 | 60.06993678848992 | 0.329410247428812 | 0.329410247428812 | 4 | 0.06406090589214888 | 0.3021405118299909 | 0.3518995144842309 | 0.3548192283926843 | 0.41654220246055296
70 | motion_uncertainty | reconstruction_method=mlem, SEED=11, NUM_MEASUREMENTS=50, TRUE_SOURCE_SPECS=[{"position":[0.18,-0.2,0.2],"relative_strength":1.0}], NUM_CHANNELS=16, DIODE_PITCH=0.006, SEARCH_MIN=[-0.5,-0.5,-0.5], SEARCH_MAX=[0.5,0.5,0.5], GRID_SIZE=13, TRAJECTORY_MODE=grid, LATERAL_SPAN=0.6, VERTICAL_SPAN=0.36, BASE_DISTANCE=1, DISTANCE_SPAN=0.18, ORBIT_RADIUS=1.3, ORBIT_RADIUS_SPAN=0, ORBIT_ANGLE_SPAN_DEG=360.0, ORBIT_START_ANGLE_DEG=0.0, ORBIT_VERTICAL_SPAN=0.0, ORIENTATION_MODE=fixed, FIXED_VIEW_DIRECTION=[0,1,0], SCAN_CENTER=[0.0,0.0,0.0], NUM_ITERATIONS=10000, HISTORY_INTERVAL=1000, MAX_SOURCES_TO_REPORT=1, MIN_SOURCE_DISTANCE=0.08, ACTIVITY_MAX_RELATIVE_DROP=0.5, PRINT_GENERATED_COUNTS_TABLE=False, UPDATE_FRAME_MAX_VOXELS=1000, GIF_FPS=1.0, AXIS_LIMITS_3D=[[-1,1],[-1,1],[-1,1]] | 1.0 | 1000.0 | 100.0 | 1.0 | 0.08 | 4.5 | 5000.0 | 1000.0 | 1.0 | 4.5 | 0.0 | 25.0 | 10.0 | 72.94567040000038 | 0.18 | -0.2 | 0.2 | 0.25 | -0.5 | 0.08333333333333326 | 64.53604831166186 | 0.329410247428812 | 0.329410247428812 | 4 | 0.06813097953489014 | 0.3021405118299909 | 0.3518995144842309 | 0.35326510264855276 | 0.41654220246055296
71 | motion_uncertainty | reconstruction_method=mlem, SEED=11, NUM_MEASUREMENTS=50, TRUE_SOURCE_SPECS=[{"position":[0.18,-0.2,0.2],"relative_strength":1.0}], NUM_CHANNELS=16, DIODE_PITCH=0.006, SEARCH_MIN=[-0.5,-0.5,-0.5], SEARCH_MAX=[0.5,0.5,0.5], GRID_SIZE=13, TRAJECTORY_MODE=grid, LATERAL_SPAN=0.6, VERTICAL_SPAN=0.36, BASE_DISTANCE=1, DISTANCE_SPAN=0.18, ORBIT_RADIUS=1.3, ORBIT_RADIUS_SPAN=0, ORBIT_ANGLE_SPAN_DEG=360.0, ORBIT_START_ANGLE_DEG=0.0, ORBIT_VERTICAL_SPAN=0.0, ORIENTATION_MODE=fixed, FIXED_VIEW_DIRECTION=[0,1,0], SCAN_CENTER=[0.0,0.0,0.0], NUM_ITERATIONS=10000, HISTORY_INTERVAL=1000, MAX_SOURCES_TO_REPORT=1, MIN_SOURCE_DISTANCE=0.08, ACTIVITY_MAX_RELATIVE_DROP=0.5, PRINT_GENERATED_COUNTS_TABLE=False, UPDATE_FRAME_MAX_VOXELS=1000, GIF_FPS=1.0, AXIS_LIMITS_3D=[[-1,1],[-1,1],[-1,1]] | 1.0 | 1000.0 | 100.0 | 1.0 | 0.08 | 4.5 | 5000.0 | 1000.0 | 1.0 | 4.5 | 0.0 | 25.0 | 25.0 | 73.52939619999961 | 0.18 | -0.2 | 0.2 | 0.25 | -0.5 | 0.08333333333333326 | 60.829619338328826 | 0.329410247428812 | 0.329410247428812 | 5 | 0.07827648560164817 | 0.3021405118299909 | 0.343490931118636 | 0.34099059299745255 | 0.4040947803131614
72 | motion_uncertainty | reconstruction_method=mlem, SEED=11, NUM_MEASUREMENTS=50, TRUE_SOURCE_SPECS=[{"position":[0.18,-0.2,0.2],"relative_strength":1.0}], NUM_CHANNELS=16, DIODE_PITCH=0.006, SEARCH_MIN=[-0.5,-0.5,-0.5], SEARCH_MAX=[0.5,0.5,0.5], GRID_SIZE=13, TRAJECTORY_MODE=grid, LATERAL_SPAN=0.6, VERTICAL_SPAN=0.36, BASE_DISTANCE=1, DISTANCE_SPAN=0.18, ORBIT_RADIUS=1.3, ORBIT_RADIUS_SPAN=0, ORBIT_ANGLE_SPAN_DEG=360.0, ORBIT_START_ANGLE_DEG=0.0, ORBIT_VERTICAL_SPAN=0.0, ORIENTATION_MODE=fixed, FIXED_VIEW_DIRECTION=[0,1,0], SCAN_CENTER=[0.0,0.0,0.0], NUM_ITERATIONS=10000, HISTORY_INTERVAL=1000, MAX_SOURCES_TO_REPORT=1, MIN_SOURCE_DISTANCE=0.08, ACTIVITY_MAX_RELATIVE_DROP=0.5, PRINT_GENERATED_COUNTS_TABLE=False, UPDATE_FRAME_MAX_VOXELS=1000, GIF_FPS=1.0, AXIS_LIMITS_3D=[[-1,1],[-1,1],[-1,1]] | 1.0 | 1000.0 | 100.0 | 1.0 | 0.08 | 4.5 | 5000.0 | 1000.0 | 1.0 | 4.5 | 0.0 | 25.0 | 45.0 | 73.90662969999903 | 0.18 | -0.2 | 0.2 | 0.25 | -0.5 | 0.08333333333333326 | 62.37037133659522 | 0.329410247428812 | 0.329410247428812 | 5 | 0.08524967753560268 | 0.3021405118299909 | 0.343490931118636 | 0.3353016910754562 | 0.4040947803131614
73 | motion_uncertainty | reconstruction_method=mlem, SEED=11, NUM_MEASUREMENTS=50, TRUE_SOURCE_SPECS=[{"position":[0.18,-0.2,0.2],"relative_strength":1.0}], NUM_CHANNELS=16, DIODE_PITCH=0.006, SEARCH_MIN=[-0.5,-0.5,-0.5], SEARCH_MAX=[0.5,0.5,0.5], GRID_SIZE=13, TRAJECTORY_MODE=grid, LATERAL_SPAN=0.6, VERTICAL_SPAN=0.36, BASE_DISTANCE=1, DISTANCE_SPAN=0.18, ORBIT_RADIUS=1.3, ORBIT_RADIUS_SPAN=0, ORBIT_ANGLE_SPAN_DEG=360.0, ORBIT_START_ANGLE_DEG=0.0, ORBIT_VERTICAL_SPAN=0.0, ORIENTATION_MODE=fixed, FIXED_VIEW_DIRECTION=[0,1,0], SCAN_CENTER=[0.0,0.0,0.0], NUM_ITERATIONS=10000, HISTORY_INTERVAL=1000, MAX_SOURCES_TO_REPORT=1, MIN_SOURCE_DISTANCE=0.08, ACTIVITY_MAX_RELATIVE_DROP=0.5, PRINT_GENERATED_COUNTS_TABLE=False, UPDATE_FRAME_MAX_VOXELS=1000, GIF_FPS=1.0, AXIS_LIMITS_3D=[[-1,1],[-1,1],[-1,1]] | 1.0 | 1000.0 | 100.0 | 1.0 | 0.08 | 4.5 | 5000.0 | 1000.0 | 1.0 | 4.5 | 0.0 | 25.0 | 60.0 | 71.2599854 | 0.18 | -0.2 | 0.2 | 0.25 | -0.5 | 0.08333333333333326 | 63.24788804486589 | 0.329410247428812 | 0.329410247428812 | 5 | 0.08971174923247298 | 0.3021405118299909 | 0.343490931118636 | 0.33753998869761515 | 0.4040947803131614
74 | motion_uncertainty | reconstruction_method=mlem, SEED=11, NUM_MEASUREMENTS=50, TRUE_SOURCE_SPECS=[{"position":[0.18,-0.2,0.2],"relative_strength":1.0}], NUM_CHANNELS=16, DIODE_PITCH=0.006, SEARCH_MIN=[-0.5,-0.5,-0.5], SEARCH_MAX=[0.5,0.5,0.5], GRID_SIZE=13, TRAJECTORY_MODE=grid, LATERAL_SPAN=0.6, VERTICAL_SPAN=0.36, BASE_DISTANCE=1, DISTANCE_SPAN=0.18, ORBIT_RADIUS=1.3, ORBIT_RADIUS_SPAN=0, ORBIT_ANGLE_SPAN_DEG=360.0, ORBIT_START_ANGLE_DEG=0.0, ORBIT_VERTICAL_SPAN=0.0, ORIENTATION_MODE=fixed, FIXED_VIEW_DIRECTION=[0,1,0], SCAN_CENTER=[0.0,0.0,0.0], NUM_ITERATIONS=10000, HISTORY_INTERVAL=1000, MAX_SOURCES_TO_REPORT=1, MIN_SOURCE_DISTANCE=0.08, ACTIVITY_MAX_RELATIVE_DROP=0.5, PRINT_GENERATED_COUNTS_TABLE=False, UPDATE_FRAME_MAX_VOXELS=1000, GIF_FPS=1.0, AXIS_LIMITS_3D=[[-1,1],[-1,1],[-1,1]] | 1.0 | 1000.0 | 100.0 | 1.0 | 0.08 | 4.5 | 5000.0 | 1000.0 | 1.0 | 4.5 | 0.0 | 45.0 | 0.0 | 72.11723640000127 | 0.18 | -0.2 | 0.2 | 0.25 | -0.5 | 0.08333333333333326 | 57.40172857436538 | 0.329410247428812 | 0.329410247428812 | 6 | 0.06681821562186016 | 0.3021405118299909 | 0.33394622804805 | 0.3322884942984511 | 0.37005359079892386
75 | motion_uncertainty | reconstruction_method=mlem, SEED=11, NUM_MEASUREMENTS=50, TRUE_SOURCE_SPECS=[{"position":[0.18,-0.2,0.2],"relative_strength":1.0}], NUM_CHANNELS=16, DIODE_PITCH=0.006, SEARCH_MIN=[-0.5,-0.5,-0.5], SEARCH_MAX=[0.5,0.5,0.5], GRID_SIZE=13, TRAJECTORY_MODE=grid, LATERAL_SPAN=0.6, VERTICAL_SPAN=0.36, BASE_DISTANCE=1, DISTANCE_SPAN=0.18, ORBIT_RADIUS=1.3, ORBIT_RADIUS_SPAN=0, ORBIT_ANGLE_SPAN_DEG=360.0, ORBIT_START_ANGLE_DEG=0.0, ORBIT_VERTICAL_SPAN=0.0, ORIENTATION_MODE=fixed, FIXED_VIEW_DIRECTION=[0,1,0], SCAN_CENTER=[0.0,0.0,0.0], NUM_ITERATIONS=10000, HISTORY_INTERVAL=1000, MAX_SOURCES_TO_REPORT=1, MIN_SOURCE_DISTANCE=0.08, ACTIVITY_MAX_RELATIVE_DROP=0.5, PRINT_GENERATED_COUNTS_TABLE=False, UPDATE_FRAME_MAX_VOXELS=1000, GIF_FPS=1.0, AXIS_LIMITS_3D=[[-1,1],[-1,1],[-1,1]] | 1.0 | 1000.0 | 100.0 | 1.0 | 0.08 | 4.5 | 5000.0 | 1000.0 | 1.0 | 4.5 | 0.0 | 45.0 | 10.0 | 71.46192229999906 | 0.18 | -0.2 | 0.2 | 0.25 | -0.5 | 0.08333333333333326 | 58.84059019280128 | 0.329410247428812 | 0.329410247428812 | 7 | 0.07925712338231039 | 0.3021405118299909 | 0.34429790036374197 | 0.3389846781740015 | 0.39547900814061976
76 | motion_uncertainty | reconstruction_method=mlem, SEED=11, NUM_MEASUREMENTS=50, TRUE_SOURCE_SPECS=[{"position":[0.18,-0.2,0.2],"relative_strength":1.0}], NUM_CHANNELS=16, DIODE_PITCH=0.006, SEARCH_MIN=[-0.5,-0.5,-0.5], SEARCH_MAX=[0.5,0.5,0.5], GRID_SIZE=13, TRAJECTORY_MODE=grid, LATERAL_SPAN=0.6, VERTICAL_SPAN=0.36, BASE_DISTANCE=1, DISTANCE_SPAN=0.18, ORBIT_RADIUS=1.3, ORBIT_RADIUS_SPAN=0, ORBIT_ANGLE_SPAN_DEG=360.0, ORBIT_START_ANGLE_DEG=0.0, ORBIT_VERTICAL_SPAN=0.0, ORIENTATION_MODE=fixed, FIXED_VIEW_DIRECTION=[0,1,0], SCAN_CENTER=[0.0,0.0,0.0], NUM_ITERATIONS=10000, HISTORY_INTERVAL=1000, MAX_SOURCES_TO_REPORT=1, MIN_SOURCE_DISTANCE=0.08, ACTIVITY_MAX_RELATIVE_DROP=0.5, PRINT_GENERATED_COUNTS_TABLE=False, UPDATE_FRAME_MAX_VOXELS=1000, GIF_FPS=1.0, AXIS_LIMITS_3D=[[-1,1],[-1,1],[-1,1]] | 1.0 | 1000.0 | 100.0 | 1.0 | 0.08 | 4.5 | 5000.0 | 1000.0 | 1.0 | 4.5 | 0.0 | 45.0 | 25.0 | 70.95010609999918 | 0.18 | -0.2 | 0.2 | 0.25 | -0.5 | 0.08333333333333326 | 59.0099179744797 | 0.329410247428812 | 0.329410247428812 | 6 | 0.0771398957409341 | 0.3021405118299909 | 0.3198460781377951 | 0.319786818198782 | 0.3339846427223343
77 | motion_uncertainty | reconstruction_method=mlem, SEED=11, NUM_MEASUREMENTS=50, TRUE_SOURCE_SPECS=[{"position":[0.18,-0.2,0.2],"relative_strength":1.0}], NUM_CHANNELS=16, DIODE_PITCH=0.006, SEARCH_MIN=[-0.5,-0.5,-0.5], SEARCH_MAX=[0.5,0.5,0.5], GRID_SIZE=13, TRAJECTORY_MODE=grid, LATERAL_SPAN=0.6, VERTICAL_SPAN=0.36, BASE_DISTANCE=1, DISTANCE_SPAN=0.18, ORBIT_RADIUS=1.3, ORBIT_RADIUS_SPAN=0, ORBIT_ANGLE_SPAN_DEG=360.0, ORBIT_START_ANGLE_DEG=0.0, ORBIT_VERTICAL_SPAN=0.0, ORIENTATION_MODE=fixed, FIXED_VIEW_DIRECTION=[0,1,0], SCAN_CENTER=[0.0,0.0,0.0], NUM_ITERATIONS=10000, HISTORY_INTERVAL=1000, MAX_SOURCES_TO_REPORT=1, MIN_SOURCE_DISTANCE=0.08, ACTIVITY_MAX_RELATIVE_DROP=0.5, PRINT_GENERATED_COUNTS_TABLE=False, UPDATE_FRAME_MAX_VOXELS=1000, GIF_FPS=1.0, AXIS_LIMITS_3D=[[-1,1],[-1,1],[-1,1]] | 1.0 | 1000.0 | 100.0 | 1.0 | 0.08 | 4.5 | 5000.0 | 1000.0 | 1.0 | 4.5 | 0.0 | 45.0 | 45.0 | 71.93043580000085 | 0.18 | -0.2 | 0.2 | 0.25 | -0.5 | 0.08333333333333326 | 55.94516989642989 | 0.329410247428812 | 0.329410247428812 | 7 | 0.09096297731626994 | 0.2196208854670551 | 0.2900370082189351 | 0.2965605033138244 | 0.3250617968367606
78 | motion_uncertainty | reconstruction_method=mlem, SEED=11, NUM_MEASUREMENTS=50, TRUE_SOURCE_SPECS=[{"position":[0.18,-0.2,0.2],"relative_strength":1.0}], NUM_CHANNELS=16, DIODE_PITCH=0.006, SEARCH_MIN=[-0.5,-0.5,-0.5], SEARCH_MAX=[0.5,0.5,0.5], GRID_SIZE=13, TRAJECTORY_MODE=grid, LATERAL_SPAN=0.6, VERTICAL_SPAN=0.36, BASE_DISTANCE=1, DISTANCE_SPAN=0.18, ORBIT_RADIUS=1.3, ORBIT_RADIUS_SPAN=0, ORBIT_ANGLE_SPAN_DEG=360.0, ORBIT_START_ANGLE_DEG=0.0, ORBIT_VERTICAL_SPAN=0.0, ORIENTATION_MODE=fixed, FIXED_VIEW_DIRECTION=[0,1,0], SCAN_CENTER=[0.0,0.0,0.0], NUM_ITERATIONS=10000, HISTORY_INTERVAL=1000, MAX_SOURCES_TO_REPORT=1, MIN_SOURCE_DISTANCE=0.08, ACTIVITY_MAX_RELATIVE_DROP=0.5, PRINT_GENERATED_COUNTS_TABLE=False, UPDATE_FRAME_MAX_VOXELS=1000, GIF_FPS=1.0, AXIS_LIMITS_3D=[[-1,1],[-1,1],[-1,1]] | 1.0 | 1000.0 | 100.0 | 1.0 | 0.08 | 4.5 | 5000.0 | 1000.0 | 1.0 | 4.5 | 0.0 | 45.0 | 60.0 | 66.66961269999956 | 0.18 | -0.2 | 0.2 | 0.25 | -0.5 | 0.08333333333333326 | 58.71180829055209 | 0.329410247428812 | 0.329410247428812 | 4 | 0.058139225092313916 | 0.3021405118299909 | 0.3224505504219988 | 0.3231767582195784 | 0.3340851030863031
79 | motion_uncertainty | reconstruction_method=mlem, SEED=11, NUM_MEASUREMENTS=50, TRUE_SOURCE_SPECS=[{"position":[0.18,-0.2,0.2],"relative_strength":1.0}], NUM_CHANNELS=16, DIODE_PITCH=0.006, SEARCH_MIN=[-0.5,-0.5,-0.5], SEARCH_MAX=[0.5,0.5,0.5], GRID_SIZE=13, TRAJECTORY_MODE=grid, LATERAL_SPAN=0.6, VERTICAL_SPAN=0.36, BASE_DISTANCE=1, DISTANCE_SPAN=0.18, ORBIT_RADIUS=1.3, ORBIT_RADIUS_SPAN=0, ORBIT_ANGLE_SPAN_DEG=360.0, ORBIT_START_ANGLE_DEG=0.0, ORBIT_VERTICAL_SPAN=0.0, ORIENTATION_MODE=fixed, FIXED_VIEW_DIRECTION=[0,1,0], SCAN_CENTER=[0.0,0.0,0.0], NUM_ITERATIONS=10000, HISTORY_INTERVAL=1000, MAX_SOURCES_TO_REPORT=1, MIN_SOURCE_DISTANCE=0.08, ACTIVITY_MAX_RELATIVE_DROP=0.5, PRINT_GENERATED_COUNTS_TABLE=False, UPDATE_FRAME_MAX_VOXELS=1000, GIF_FPS=1.0, AXIS_LIMITS_3D=[[-1,1],[-1,1],[-1,1]] | 1.0 | 1000.0 | 100.0 | 1.0 | 0.08 | 4.5 | 5000.0 | 1000.0 | 1.0 | 4.5 | 0.0 | 60.0 | 0.0 | 67.71733490000042 | 0.18 | -0.2 | 0.2 | 0.25 | -0.5 | 0.08333333333333326 | 42.88244468490524 | 0.329410247428812 | 0.329410247428812 | 24 | 0.1499221513593333 | 0.06155395104206462 | 0.21030273466498103 | 0.2150113192514232 | 0.3272360221327863
93 | motion_uncertainty | reconstruction_method=mlem, SEED=11, NUM_MEASUREMENTS=50, TRUE_SOURCE_SPECS=[{"position":[0.18,-0.2,0.2],"relative_strength":1.0}], NUM_CHANNELS=16, DIODE_PITCH=0.006, SEARCH_MIN=[-0.5,-0.5,-0.5], SEARCH_MAX=[0.5,0.5,0.5], GRID_SIZE=13, TRAJECTORY_MODE=grid, LATERAL_SPAN=0.6, VERTICAL_SPAN=0.36, BASE_DISTANCE=1, DISTANCE_SPAN=0.18, ORBIT_RADIUS=1.3, ORBIT_RADIUS_SPAN=0, ORBIT_ANGLE_SPAN_DEG=360.0, ORBIT_START_ANGLE_DEG=0.0, ORBIT_VERTICAL_SPAN=0.0, ORIENTATION_MODE=fixed, FIXED_VIEW_DIRECTION=[0,1,0], SCAN_CENTER=[0.0,0.0,0.0], NUM_ITERATIONS=10000, HISTORY_INTERVAL=1000, MAX_SOURCES_TO_REPORT=1, MIN_SOURCE_DISTANCE=0.08, ACTIVITY_MAX_RELATIVE_DROP=0.5, PRINT_GENERATED_COUNTS_TABLE=False, UPDATE_FRAME_MAX_VOXELS=1000, GIF_FPS=1.0, AXIS_LIMITS_3D=[[-1,1],[-1,1],[-1,1]] | 1.0 | 1000.0 | 100.0 | 1.0 | 0.08 | 4.5 | 5000.0 | 1000.0 | 1.0 | 4.5 | 2.5 | 10.0 | 60.0 | 77.42734049999854 | 0.18 | -0.2 | 0.2 | 0.25 | -0.5 | 0.08333333333333326 | 55.97979486086576 | 0.329410247428812 | 0.329410247428812 | 7 | 0.09705200214754658 | 0.3021405118299909 | 0.3240067885067579 | 0.3228400912650862 | 0.3422297580253164
94 | motion_uncertainty | reconstruction_method=mlem, SEED=11, NUM_MEASUREMENTS=50, TRUE_SOURCE_SPECS=[{"position":[0.18,-0.2,0.2],"relative_strength":1.0}], NUM_CHANNELS=16, DIODE_PITCH=0.006, SEARCH_MIN=[-0.5,-0.5,-0.5], SEARCH_MAX=[0.5,0.5,0.5], GRID_SIZE=13, TRAJECTORY_MODE=grid, LATERAL_SPAN=0.6, VERTICAL_SPAN=0.36, BASE_DISTANCE=1, DISTANCE_SPAN=0.18, ORBIT_RADIUS=1.3, ORBIT_RADIUS_SPAN=0, ORBIT_ANGLE_SPAN_DEG=360.0, ORBIT_START_ANGLE_DEG=0.0, ORBIT_VERTICAL_SPAN=0.0, ORIENTATION_MODE=fixed, FIXED_VIEW_DIRECTION=[0,1,0], SCAN_CENTER=[0.0,0.0,0.0], NUM_ITERATIONS=10000, HISTORY_INTERVAL=1000, MAX_SOURCES_TO_REPORT=1, MIN_SOURCE_DISTANCE=0.08, ACTIVITY_MAX_RELATIVE_DROP=0.5, PRINT_GENERATED_COUNTS_TABLE=False, UPDATE_FRAME_MAX_VOXELS=1000, GIF_FPS=1.0, AXIS_LIMITS_3D=[[-1,1],[-1,1],[-1,1]] | 1.0 | 1000.0 | 100.0 | 1.0 | 0.08 | 4.5 | 5000.0 | 1000.0 | 1.0 | 4.5 | 2.5 | 25.0 | 0.0 | 78.5810863000006 | 0.18 | -0.2 | 0.2 | 0.25 | -0.5 | 0.08333333333333326 | 50.7877339727333 | 0.329410247428812 | 0.329410247428812 | 8 | 0.09513212860362816 | 0.3021405118299909 | 0.35129868633367556 | 0.3497948040634887 | 0.44409462548219253
95 | motion_uncertainty | reconstruction_method=mlem, SEED=11, NUM_MEASUREMENTS=50, TRUE_SOURCE_SPECS=[{"position":[0.18,-0.2,0.2],"relative_strength":1.0}], NUM_CHANNELS=16, DIODE_PITCH=0.006, SEARCH_MIN=[-0.5,-0.5,-0.5], SEARCH_MAX=[0.5,0.5,0.5], GRID_SIZE=13, TRAJECTORY_MODE=grid, LATERAL_SPAN=0.6, VERTICAL_SPAN=0.36, BASE_DISTANCE=1, DISTANCE_SPAN=0.18, ORBIT_RADIUS=1.3, ORBIT_RADIUS_SPAN=0, ORBIT_ANGLE_SPAN_DEG=360.0, ORBIT_START_ANGLE_DEG=0.0, ORBIT_VERTICAL_SPAN=0.0, ORIENTATION_MODE=fixed, FIXED_VIEW_DIRECTION=[0,1,0], SCAN_CENTER=[0.0,0.0,0.0], NUM_ITERATIONS=10000, HISTORY_INTERVAL=1000, MAX_SOURCES_TO_REPORT=1, MIN_SOURCE_DISTANCE=0.08, ACTIVITY_MAX_RELATIVE_DROP=0.5, PRINT_GENERATED_COUNTS_TABLE=False, UPDATE_FRAME_MAX_VOXELS=1000, GIF_FPS=1.0, AXIS_LIMITS_3D=[[-1,1],[-1,1],[-1,1]] | 1.0 | 1000.0 | 100.0 | 1.0 | 0.08 | 4.5 | 5000.0 | 1000.0 | 1.0 | 4.5 | 2.5 | 25.0 | 10.0 | 76.99489689999973 | 0.18 | -0.2 | 0.2 | 0.25 | -0.5 | 0.08333333333333326 | 55.44849820331223 | 0.329410247428812 | 0.329410247428812 | 6 | 0.07979907762899492 | 0.3021405118299909 | 0.33906698328560697 | 0.3398240880035961 | 0.3916473581657698
96 | motion_uncertainty | reconstruction_method=mlem, SEED=11, NUM_MEASUREMENTS=50, TRUE_SOURCE_SPECS=[{"position":[0.18,-0.2,0.2],"relative_strength":1.0}], NUM_CHANNELS=16, DIODE_PITCH=0.006, SEARCH_MIN=[-0.5,-0.5,-0.5], SEARCH_MAX=[0.5,0.5,0.5], GRID_SIZE=13, TRAJECTORY_MODE=grid, LATERAL_SPAN=0.6, VERTICAL_SPAN=0.36, BASE_DISTANCE=1, DISTANCE_SPAN=0.18, ORBIT_RADIUS=1.3, ORBIT_RADIUS_SPAN=0, ORBIT_ANGLE_SPAN_DEG=360.0, ORBIT_START_ANGLE_DEG=0.0, ORBIT_VERTICAL_SPAN=0.0, ORIENTATION_MODE=fixed, FIXED_VIEW_DIRECTION=[0,1,0], SCAN_CENTER=[0.0,0.0,0.0], NUM_ITERATIONS=10000, HISTORY_INTERVAL=1000, MAX_SOURCES_TO_REPORT=1, MIN_SOURCE_DISTANCE=0.08, ACTIVITY_MAX_RELATIVE_DROP=0.5, PRINT_GENERATED_COUNTS_TABLE=False, UPDATE_FRAME_MAX_VOXELS=1000, GIF_FPS=1.0, AXIS_LIMITS_3D=[[-1,1],[-1,1],[-1,1]] | 1.0 | 1000.0 | 100.0 | 1.0 | 0.08 | 4.5 | 5000.0 | 1000.0 | 1.0 | 4.5 | 2.5 | 25.0 | 25.0 | 77.67590859999837 | 0.18 | -0.2 | 0.2 | 0.25 | -0.5 | 0.08333333333333326 | 52.31330190466194 | 0.329410247428812 | 0.329410247428812 | 8 | 0.0989279390274399 | 0.3021405118299909 | 0.34024149855625413 | 0.33530038365321846 | 0.3821743739286327
97 | motion_uncertainty | reconstruction_method=mlem, SEED=11, NUM_MEASUREMENTS=50, TRUE_SOURCE_SPECS=[{"position":[0.18,-0.2,0.2],"relative_strength":1.0}], NUM_CHANNELS=16, DIODE_PITCH=0.006, SEARCH_MIN=[-0.5,-0.5,-0.5], SEARCH_MAX=[0.5,0.5,0.5], GRID_SIZE=13, TRAJECTORY_MODE=grid, LATERAL_SPAN=0.6, VERTICAL_SPAN=0.36, BASE_DISTANCE=1, DISTANCE_SPAN=0.18, ORBIT_RADIUS=1.3, ORBIT_RADIUS_SPAN=0, ORBIT_ANGLE_SPAN_DEG=360.0, ORBIT_START_ANGLE_DEG=0.0, ORBIT_VERTICAL_SPAN=0.0, ORIENTATION_MODE=fixed, FIXED_VIEW_DIRECTION=[0,1,0], SCAN_CENTER=[0.0,0.0,0.0], NUM_ITERATIONS=10000, HISTORY_INTERVAL=1000, MAX_SOURCES_TO_REPORT=1, MIN_SOURCE_DISTANCE=0.08, ACTIVITY_MAX_RELATIVE_DROP=0.5, PRINT_GENERATED_COUNTS_TABLE=False, UPDATE_FRAME_MAX_VOXELS=1000, GIF_FPS=1.0, AXIS_LIMITS_3D=[[-1,1],[-1,1],[-1,1]] | 1.0 | 1000.0 | 100.0 | 1.0 | 0.08 | 4.5 | 5000.0 | 1000.0 | 1.0 | 4.5 | 2.5 | 25.0 | 45.0 | 75.68166989999736 | 0.18 | -0.2 | 0.2 | 0.25 | -0.5 | 0.08333333333333326 | 58.1389856672063 | 0.329410247428812 | 0.329410247428812 | 5 | 0.08242175578994101 | 0.3021405118299909 | 0.3161034861621828 | 0.31699929006806965 | 0.3265112803674444
98 | motion_uncertainty | reconstruction_method=mlem, SEED=11, NUM_MEASUREMENTS=50, TRUE_SOURCE_SPECS=[{"position":[0.18,-0.2,0.2],"relative_strength":1.0}], NUM_CHANNELS=16, DIODE_PITCH=0.006, SEARCH_MIN=[-0.5,-0.5,-0.5], SEARCH_MAX=[0.5,0.5,0.5], GRID_SIZE=13, TRAJECTORY_MODE=grid, LATERAL_SPAN=0.6, VERTICAL_SPAN=0.36, BASE_DISTANCE=1, DISTANCE_SPAN=0.18, ORBIT_RADIUS=1.3, ORBIT_RADIUS_SPAN=0, ORBIT_ANGLE_SPAN_DEG=360.0, ORBIT_START_ANGLE_DEG=0.0, ORBIT_VERTICAL_SPAN=0.0, ORIENTATION_MODE=fixed, FIXED_VIEW_DIRECTION=[0,1,0], SCAN_CENTER=[0.0,0.0,0.0], NUM_ITERATIONS=10000, HISTORY_INTERVAL=1000, MAX_SOURCES_TO_REPORT=1, MIN_SOURCE_DISTANCE=0.08, ACTIVITY_MAX_RELATIVE_DROP=0.5, PRINT_GENERATED_COUNTS_TABLE=False, UPDATE_FRAME_MAX_VOXELS=1000, GIF_FPS=1.0, AXIS_LIMITS_3D=[[-1,1],[-1,1],[-1,1]] | 1.0 | 1000.0 | 100.0 | 1.0 | 0.08 | 4.5 | 5000.0 | 1000.0 | 1.0 | 4.5 | 2.5 | 25.0 | 60.0 | 77.66443969999818 | 0.18 | -0.2 | 0.2 | 0.25 | -0.5 | 0.08333333333333326 | 56.69249287890856 | 0.329410247428812 | 0.329410247428812 | 5 | 0.08392140514280697 | 0.3021405118299909 | 0.3161034861621828 | 0.31695650964984595 | 0.3265112803674444
99 | motion_uncertainty | reconstruction_method=mlem, SEED=11, NUM_MEASUREMENTS=50, TRUE_SOURCE_SPECS=[{"position":[0.18,-0.2,0.2],"relative_strength":1.0}], NUM_CHANNELS=16, DIODE_PITCH=0.006, SEARCH_MIN=[-0.5,-0.5,-0.5], SEARCH_MAX=[0.5,0.5,0.5], GRID_SIZE=13, TRAJECTORY_MODE=grid, LATERAL_SPAN=0.6, VERTICAL_SPAN=0.36, BASE_DISTANCE=1, DISTANCE_SPAN=0.18, ORBIT_RADIUS=1.3, ORBIT_RADIUS_SPAN=0, ORBIT_ANGLE_SPAN_DEG=360.0, ORBIT_START_ANGLE_DEG=0.0, ORBIT_VERTICAL_SPAN=0.0, ORIENTATION_MODE=fixed, FIXED_VIEW_DIRECTION=[0,1,0], SCAN_CENTER=[0.0,0.0,0.0], NUM_ITERATIONS=10000, HISTORY_INTERVAL=1000, MAX_SOURCES_TO_REPORT=1, MIN_SOURCE_DISTANCE=0.08, ACTIVITY_MAX_RELATIVE_DROP=0.5, PRINT_GENERATED_COUNTS_TABLE=False, UPDATE_FRAME_MAX_VOXELS=1000, GIF_FPS=1.0, AXIS_LIMITS_3D=[[-1,1],[-1,1],[-1,1]] | 1.0 | 1000.0 | 100.0 | 1.0 | 0.08 | 4.5 | 5000.0 | 1000.0 | 1.0 | 4.5 | 2.5 | 45.0 | 0.0 | 78.30638009999893 | 0.18 | -0.2 | 0.2 | 0.25 | -0.5 | 0.08333333333333326 | 58.219038244866354 | 0.329410247428812 | 0.329410247428812 | 6 | 0.06812476839333727 | 0.3021405118299909 | 0.3445169742926392 | 0.3409796934358006 | 0.3982205063005888
100 | motion_uncertainty | reconstruction_method=mlem, SEED=11, NUM_MEASUREMENTS=50, TRUE_SOURCE_SPECS=[{"position":[0.18,-0.2,0.2],"relative_strength":1.0}], NUM_CHANNELS=16, DIODE_PITCH=0.006, SEARCH_MIN=[-0.5,-0.5,-0.5], SEARCH_MAX=[0.5,0.5,0.5], GRID_SIZE=13, TRAJECTORY_MODE=grid, LATERAL_SPAN=0.6, VERTICAL_SPAN=0.36, BASE_DISTANCE=1, DISTANCE_SPAN=0.18, ORBIT_RADIUS=1.3, ORBIT_RADIUS_SPAN=0, ORBIT_ANGLE_SPAN_DEG=360.0, ORBIT_START_ANGLE_DEG=0.0, ORBIT_VERTICAL_SPAN=0.0, ORIENTATION_MODE=fixed, FIXED_VIEW_DIRECTION=[0,1,0], SCAN_CENTER=[0.0,0.0,0.0], NUM_ITERATIONS=10000, HISTORY_INTERVAL=1000, MAX_SOURCES_TO_REPORT=1, MIN_SOURCE_DISTANCE=0.08, ACTIVITY_MAX_RELATIVE_DROP=0.5, PRINT_GENERATED_COUNTS_TABLE=False, UPDATE_FRAME_MAX_VOXELS=1000, GIF_FPS=1.0, AXIS_LIMITS_3D=[[-1,1],[-1,1],[-1,1]] | 1.0 | 1000.0 | 100.0 | 1.0 | 0.08 | 4.5 | 5000.0 | 1000.0 | 1.0 | 4.5 | 2.5 | 45.0 | 10.0 | 77.7974753999988 | 0.18 | -0.2 | 0.2 | 0.25 | -0.5 | 0.08333333333333326 | 59.421413206498094 | 0.329410247428812 | 0.329410247428812 | 6 | 0.07162660471847776 | 0.3021405118299909 | 0.3367360681854796 | 0.33563105497747775 | 0.3846546128653876
101 | motion_uncertainty | reconstruction_method=mlem, SEED=11, NUM_MEASUREMENTS=50, TRUE_SOURCE_SPECS=[{"position":[0.18,-0.2,0.2],"relative_strength":1.0}], NUM_CHANNELS=16, DIODE_PITCH=0.006, SEARCH_MIN=[-0.5,-0.5,-0.5], SEARCH_MAX=[0.5,0.5,0.5], GRID_SIZE=13, TRAJECTORY_MODE=grid, LATERAL_SPAN=0.6, VERTICAL_SPAN=0.36, BASE_DISTANCE=1, DISTANCE_SPAN=0.18, ORBIT_RADIUS=1.3, ORBIT_RADIUS_SPAN=0, ORBIT_ANGLE_SPAN_DEG=360.0, ORBIT_START_ANGLE_DEG=0.0, ORBIT_VERTICAL_SPAN=0.0, ORIENTATION_MODE=fixed, FIXED_VIEW_DIRECTION=[0,1,0], SCAN_CENTER=[0.0,0.0,0.0], NUM_ITERATIONS=10000, HISTORY_INTERVAL=1000, MAX_SOURCES_TO_REPORT=1, MIN_SOURCE_DISTANCE=0.08, ACTIVITY_MAX_RELATIVE_DROP=0.5, PRINT_GENERATED_COUNTS_TABLE=False, UPDATE_FRAME_MAX_VOXELS=1000, GIF_FPS=1.0, AXIS_LIMITS_3D=[[-1,1],[-1,1],[-1,1]] | 1.0 | 1000.0 | 100.0 | 1.0 | 0.08 | 4.5 | 5000.0 | 1000.0 | 1.0 | 4.5 | 2.5 | 45.0 | 25.0 | 78.30890490000093 | 0.18 | -0.2 | 0.2 | 0.25 | -0.5 | 0.08333333333333326 | 55.719762514590116 | 0.329410247428812 | 0.329410247428812 | 7 | 0.08226274838557701 | 0.2196208854670551 | 0.3200053277971332 | 0.32054076211645427 | 0.37360573977807254
104 | motion_uncertainty | reconstruction_method=mlem, SEED=11, NUM_MEASUREMENTS=50, TRUE_SOURCE_SPECS=[{"position":[0.18,-0.2,0.2],"relative_strength":1.0}], NUM_CHANNELS=16, DIODE_PITCH=0.006, SEARCH_MIN=[-0.5,-0.5,-0.5], SEARCH_MAX=[0.5,0.5,0.5], GRID_SIZE=13, TRAJECTORY_MODE=grid, LATERAL_SPAN=0.6, VERTICAL_SPAN=0.36, BASE_DISTANCE=1, DISTANCE_SPAN=0.18, ORBIT_RADIUS=1.3, ORBIT_RADIUS_SPAN=0, ORBIT_ANGLE_SPAN_DEG=360.0, ORBIT_START_ANGLE_DEG=0.0, ORBIT_VERTICAL_SPAN=0.0, ORIENTATION_MODE=fixed, FIXED_VIEW_DIRECTION=[0,1,0], SCAN_CENTER=[0.0,0.0,0.0], NUM_ITERATIONS=10000, HISTORY_INTERVAL=1000, MAX_SOURCES_TO_REPORT=1, MIN_SOURCE_DISTANCE=0.08, ACTIVITY_MAX_RELATIVE_DROP=0.5, PRINT_GENERATED_COUNTS_TABLE=False, UPDATE_FRAME_MAX_VOXELS=1000, GIF_FPS=1.0, AXIS_LIMITS_3D=[[-1,1],[-1,1],[-1,1]] | 1.0 | 1000.0 | 100.0 | 1.0 | 0.08 | 4.5 | 5000.0 | 1000.0 | 1.0 | 4.5 | 2.5 | 60.0 | 0.0 | 78.82891510000263 | 0.18 | -0.2 | 0.2 | 0.25 | -0.5 | 0.08333333333333326 | 42.77921826312371 | 0.329410247428812 | 0.329410247428812 | 21 | 0.13436711083152392 | 0.06155395104206462 | 0.1924908553327723 | 0.202542027647028 | 0.31694724412046177
118 | motion_uncertainty | reconstruction_method=mlem, SEED=11, NUM_MEASUREMENTS=50, TRUE_SOURCE_SPECS=[{"position":[0.18,-0.2,0.2],"relative_strength":1.0}], NUM_CHANNELS=16, DIODE_PITCH=0.006, SEARCH_MIN=[-0.5,-0.5,-0.5], SEARCH_MAX=[0.5,0.5,0.5], GRID_SIZE=13, TRAJECTORY_MODE=grid, LATERAL_SPAN=0.6, VERTICAL_SPAN=0.36, BASE_DISTANCE=1, DISTANCE_SPAN=0.18, ORBIT_RADIUS=1.3, ORBIT_RADIUS_SPAN=0, ORBIT_ANGLE_SPAN_DEG=360.0, ORBIT_START_ANGLE_DEG=0.0, ORBIT_VERTICAL_SPAN=0.0, ORIENTATION_MODE=fixed, FIXED_VIEW_DIRECTION=[0,1,0], SCAN_CENTER=[0.0,0.0,0.0], NUM_ITERATIONS=10000, HISTORY_INTERVAL=1000, MAX_SOURCES_TO_REPORT=1, MIN_SOURCE_DISTANCE=0.08, ACTIVITY_MAX_RELATIVE_DROP=0.5, PRINT_GENERATED_COUNTS_TABLE=False, UPDATE_FRAME_MAX_VOXELS=1000, GIF_FPS=1.0, AXIS_LIMITS_3D=[[-1,1],[-1,1],[-1,1]] | 1.0 | 1000.0 | 100.0 | 1.0 | 0.08 | 4.5 | 5000.0 | 1000.0 | 1.0 | 4.5 | 5.0 | 10.0 | 60.0 | 76.81262520000018 | 0.18 | -0.2 | 0.2 | 0.25 | -0.5 | 0.08333333333333326 | 55.78568058196962 | 0.329410247428812 | 0.329410247428812 | 12 | 0.15503993110728756 | 0.2196208854670551 | 0.31253034698557874 | 0.31326263259110537 | 0.3503577323344034
119 | motion_uncertainty | reconstruction_method=mlem, SEED=11, NUM_MEASUREMENTS=50, TRUE_SOURCE_SPECS=[{"position":[0.18,-0.2,0.2],"relative_strength":1.0}], NUM_CHANNELS=16, DIODE_PITCH=0.006, SEARCH_MIN=[-0.5,-0.5,-0.5], SEARCH_MAX=[0.5,0.5,0.5], GRID_SIZE=13, TRAJECTORY_MODE=grid, LATERAL_SPAN=0.6, VERTICAL_SPAN=0.36, BASE_DISTANCE=1, DISTANCE_SPAN=0.18, ORBIT_RADIUS=1.3, ORBIT_RADIUS_SPAN=0, ORBIT_ANGLE_SPAN_DEG=360.0, ORBIT_START_ANGLE_DEG=0.0, ORBIT_VERTICAL_SPAN=0.0, ORIENTATION_MODE=fixed, FIXED_VIEW_DIRECTION=[0,1,0], SCAN_CENTER=[0.0,0.0,0.0], NUM_ITERATIONS=10000, HISTORY_INTERVAL=1000, MAX_SOURCES_TO_REPORT=1, MIN_SOURCE_DISTANCE=0.08, ACTIVITY_MAX_RELATIVE_DROP=0.5, PRINT_GENERATED_COUNTS_TABLE=False, UPDATE_FRAME_MAX_VOXELS=1000, GIF_FPS=1.0, AXIS_LIMITS_3D=[[-1,1],[-1,1],[-1,1]] | 1.0 | 1000.0 | 100.0 | 1.0 | 0.08 | 4.5 | 5000.0 | 1000.0 | 1.0 | 4.5 | 5.0 | 25.0 | 0.0 | 78.88612119999743 | 0.18 | -0.2 | 0.2 | 0.25 | -0.5 | 0.08333333333333326 | 43.341198227547636 | 0.329410247428812 | 0.329410247428812 | 10 | 0.10381769360349088 | 0.2196208854670551 | 0.37481520285142655 | 0.3615289506465853 | 0.48864588165051026
120 | motion_uncertainty | reconstruction_method=mlem, SEED=11, NUM_MEASUREMENTS=50, TRUE_SOURCE_SPECS=[{"position":[0.18,-0.2,0.2],"relative_strength":1.0}], NUM_CHANNELS=16, DIODE_PITCH=0.006, SEARCH_MIN=[-0.5,-0.5,-0.5], SEARCH_MAX=[0.5,0.5,0.5], GRID_SIZE=13, TRAJECTORY_MODE=grid, LATERAL_SPAN=0.6, VERTICAL_SPAN=0.36, BASE_DISTANCE=1, DISTANCE_SPAN=0.18, ORBIT_RADIUS=1.3, ORBIT_RADIUS_SPAN=0, ORBIT_ANGLE_SPAN_DEG=360.0, ORBIT_START_ANGLE_DEG=0.0, ORBIT_VERTICAL_SPAN=0.0, ORIENTATION_MODE=fixed, FIXED_VIEW_DIRECTION=[0,1,0], SCAN_CENTER=[0.0,0.0,0.0], NUM_ITERATIONS=10000, HISTORY_INTERVAL=1000, MAX_SOURCES_TO_REPORT=1, MIN_SOURCE_DISTANCE=0.08, ACTIVITY_MAX_RELATIVE_DROP=0.5, PRINT_GENERATED_COUNTS_TABLE=False, UPDATE_FRAME_MAX_VOXELS=1000, GIF_FPS=1.0, AXIS_LIMITS_3D=[[-1,1],[-1,1],[-1,1]] | 1.0 | 1000.0 | 100.0 | 1.0 | 0.08 | 4.5 | 5000.0 | 1000.0 | 1.0 | 4.5 | 5.0 | 25.0 | 10.0 | 77.8282930000023 | 0.18 | -0.2 | 0.2 | 0.25 | -0.5 | 0.08333333333333326 | 48.06274647008304 | 0.329410247428812 | 0.329410247428812 | 8 | 0.0939234858973931 | 0.3021405118299909 | 0.39649863859349954 | 0.3791020506871901 | 0.5581687071460758
121 | motion_uncertainty | reconstruction_method=mlem, SEED=11, NUM_MEASUREMENTS=50, TRUE_SOURCE_SPECS=[{"position":[0.18,-0.2,0.2],"relative_strength":1.0}], NUM_CHANNELS=16, DIODE_PITCH=0.006, SEARCH_MIN=[-0.5,-0.5,-0.5], SEARCH_MAX=[0.5,0.5,0.5], GRID_SIZE=13, TRAJECTORY_MODE=grid, LATERAL_SPAN=0.6, VERTICAL_SPAN=0.36, BASE_DISTANCE=1, DISTANCE_SPAN=0.18, ORBIT_RADIUS=1.3, ORBIT_RADIUS_SPAN=0, ORBIT_ANGLE_SPAN_DEG=360.0, ORBIT_START_ANGLE_DEG=0.0, ORBIT_VERTICAL_SPAN=0.0, ORIENTATION_MODE=fixed, FIXED_VIEW_DIRECTION=[0,1,0], SCAN_CENTER=[0.0,0.0,0.0], NUM_ITERATIONS=10000, HISTORY_INTERVAL=1000, MAX_SOURCES_TO_REPORT=1, MIN_SOURCE_DISTANCE=0.08, ACTIVITY_MAX_RELATIVE_DROP=0.5, PRINT_GENERATED_COUNTS_TABLE=False, UPDATE_FRAME_MAX_VOXELS=1000, GIF_FPS=1.0, AXIS_LIMITS_3D=[[-1,1],[-1,1],[-1,1]] | 1.0 | 1000.0 | 100.0 | 1.0 | 0.08 | 4.5 | 5000.0 | 1000.0 | 1.0 | 4.5 | 5.0 | 25.0 | 25.0 | 77.64124930000253 | 0.18 | -0.2 | 0.2 | 0.25 | -0.5 | 0.08333333333333326 | 50.73886351608588 | 0.329410247428812 | 0.329410247428812 | 7 | 0.08855264322355802 | 0.3021405118299909 | 0.3240067885067579 | 0.32295957068955755 | 0.3422297580253164
122 | motion_uncertainty | reconstruction_method=mlem, SEED=11, NUM_MEASUREMENTS=50, TRUE_SOURCE_SPECS=[{"position":[0.18,-0.2,0.2],"relative_strength":1.0}], NUM_CHANNELS=16, DIODE_PITCH=0.006, SEARCH_MIN=[-0.5,-0.5,-0.5], SEARCH_MAX=[0.5,0.5,0.5], GRID_SIZE=13, TRAJECTORY_MODE=grid, LATERAL_SPAN=0.6, VERTICAL_SPAN=0.36, BASE_DISTANCE=1, DISTANCE_SPAN=0.18, ORBIT_RADIUS=1.3, ORBIT_RADIUS_SPAN=0, ORBIT_ANGLE_SPAN_DEG=360.0, ORBIT_START_ANGLE_DEG=0.0, ORBIT_VERTICAL_SPAN=0.0, ORIENTATION_MODE=fixed, FIXED_VIEW_DIRECTION=[0,1,0], SCAN_CENTER=[0.0,0.0,0.0], NUM_ITERATIONS=10000, HISTORY_INTERVAL=1000, MAX_SOURCES_TO_REPORT=1, MIN_SOURCE_DISTANCE=0.08, ACTIVITY_MAX_RELATIVE_DROP=0.5, PRINT_GENERATED_COUNTS_TABLE=False, UPDATE_FRAME_MAX_VOXELS=1000, GIF_FPS=1.0, AXIS_LIMITS_3D=[[-1,1],[-1,1],[-1,1]] | 1.0 | 1000.0 | 100.0 | 1.0 | 0.08 | 4.5 | 5000.0 | 1000.0 | 1.0 | 4.5 | 5.0 | 25.0 | 45.0 | 78.82314320000296 | 0.18 | -0.2 | 0.2 | 0.25 | -0.5 | 0.08333333333333326 | 55.430847179322065 | 0.329410247428812 | 0.329410247428812 | 7 | 0.10266536947026043 | 0.3021405118299909 | 0.3264815496907074 | 0.3235173849036863 | 0.35222966202613354
124 | motion_uncertainty | reconstruction_method=mlem, SEED=11, NUM_MEASUREMENTS=50, TRUE_SOURCE_SPECS=[{"position":[0.18,-0.2,0.2],"relative_strength":1.0}], NUM_CHANNELS=16, DIODE_PITCH=0.006, SEARCH_MIN=[-0.5,-0.5,-0.5], SEARCH_MAX=[0.5,0.5,0.5], GRID_SIZE=13, TRAJECTORY_MODE=grid, LATERAL_SPAN=0.6, VERTICAL_SPAN=0.36, BASE_DISTANCE=1, DISTANCE_SPAN=0.18, ORBIT_RADIUS=1.3, ORBIT_RADIUS_SPAN=0, ORBIT_ANGLE_SPAN_DEG=360.0, ORBIT_START_ANGLE_DEG=0.0, ORBIT_VERTICAL_SPAN=0.0, ORIENTATION_MODE=fixed, FIXED_VIEW_DIRECTION=[0,1,0], SCAN_CENTER=[0.0,0.0,0.0], NUM_ITERATIONS=10000, HISTORY_INTERVAL=1000, MAX_SOURCES_TO_REPORT=1, MIN_SOURCE_DISTANCE=0.08, ACTIVITY_MAX_RELATIVE_DROP=0.5, PRINT_GENERATED_COUNTS_TABLE=False, UPDATE_FRAME_MAX_VOXELS=1000, GIF_FPS=1.0, AXIS_LIMITS_3D=[[-1,1],[-1,1],[-1,1]] | 1.0 | 1000.0 | 100.0 | 1.0 | 0.08 | 4.5 | 5000.0 | 1000.0 | 1.0 | 4.5 | 5.0 | 45.0 | 0.0 | 78.22182199999952 | 0.18 | -0.2 | 0.2 | 0.25 | -0.5 | 0.08333333333333326 | 52.69892687430904 | 0.329410247428812 | 0.329410247428812 | 7 | 0.07737536720342271 | 0.2196208854670551 | 0.32667467588898436 | 0.3336934223032396 | 0.389884811900314
125 | motion_uncertainty | reconstruction_method=mlem, SEED=11, NUM_MEASUREMENTS=50, TRUE_SOURCE_SPECS=[{"position":[0.18,-0.2,0.2],"relative_strength":1.0}], NUM_CHANNELS=16, DIODE_PITCH=0.006, SEARCH_MIN=[-0.5,-0.5,-0.5], SEARCH_MAX=[0.5,0.5,0.5], GRID_SIZE=13, TRAJECTORY_MODE=grid, LATERAL_SPAN=0.6, VERTICAL_SPAN=0.36, BASE_DISTANCE=1, DISTANCE_SPAN=0.18, ORBIT_RADIUS=1.3, ORBIT_RADIUS_SPAN=0, ORBIT_ANGLE_SPAN_DEG=360.0, ORBIT_START_ANGLE_DEG=0.0, ORBIT_VERTICAL_SPAN=0.0, ORIENTATION_MODE=fixed, FIXED_VIEW_DIRECTION=[0,1,0], SCAN_CENTER=[0.0,0.0,0.0], NUM_ITERATIONS=10000, HISTORY_INTERVAL=1000, MAX_SOURCES_TO_REPORT=1, MIN_SOURCE_DISTANCE=0.08, ACTIVITY_MAX_RELATIVE_DROP=0.5, PRINT_GENERATED_COUNTS_TABLE=False, UPDATE_FRAME_MAX_VOXELS=1000, GIF_FPS=1.0, AXIS_LIMITS_3D=[[-1,1],[-1,1],[-1,1]] | 1.0 | 1000.0 | 100.0 | 1.0 | 0.08 | 4.5 | 5000.0 | 1000.0 | 1.0 | 4.5 | 5.0 | 45.0 | 10.0 | 77.54702050000196 | 0.18 | -0.2 | 0.2 | 0.25 | -0.5 | 0.08333333333333326 | 56.74977597084943 | 0.329410247428812 | 0.329410247428812 | 5 | 0.06503025325102062 | 0.3021405118299909 | 0.3421119622913242 | 0.34258879009385457 | 0.3957034859527027
1 | background_1000 | reconstruction_method=mlem, SEED=11, NUM_MEASUREMENTS=50, TRUE_SOURCE_SPECS=[{"position":[0.18,-0.2,0.2],"relative_strength":1.0}], NUM_CHANNELS=16, DIODE_PITCH=0.006, SEARCH_MIN=[-0.5,-0.5,-0.5], SEARCH_MAX=[0.5,0.5,0.5], GRID_SIZE=13, TRAJECTORY_MODE=grid, LATERAL_SPAN=0.6, VERTICAL_SPAN=0.36, BASE_DISTANCE=1, DISTANCE_SPAN=0.18, ORBIT_RADIUS=1.3, ORBIT_RADIUS_SPAN=0, ORBIT_ANGLE_SPAN_DEG=360.0, ORBIT_START_ANGLE_DEG=0.0, ORBIT_VERTICAL_SPAN=0.0, ORIENTATION_MODE=fixed, FIXED_VIEW_DIRECTION=[0,1,0], SCAN_CENTER=[0.0,0.0,0.0], NUM_ITERATIONS=10000, HISTORY_INTERVAL=1000, MAX_SOURCES_TO_REPORT=1, MIN_SOURCE_DISTANCE=0.08, ACTIVITY_MAX_RELATIVE_DROP=0.5, PRINT_GENERATED_COUNTS_TABLE=False, UPDATE_FRAME_MAX_VOXELS=1000, GIF_FPS=1.0, AXIS_LIMITS_3D=[[-1,1],[-1,1],[-1,1]] | 1.0 | 1000.0 | 100.0 | 1.0 | 0.08 | 4.5 | 5000.0 | 700.0 | 1.0 | 4.5 | 10.0 | 0.0 | 0.0 | 19.197884000001068 | 0.18 | -0.2 | 0.2 | 0.08333333333333326 | -0.5 | 0.08333333333333326 | 56.063330382137586 | 0.33608861265379936 | 0.33608861265379936 | 10 | 0.07922724124646795 | 0.2196208854670551 | 0.3110749706754017 | 0.31647102682482087 | 0.35195153190425427
2 | background_1000 | reconstruction_method=mlem, SEED=11, NUM_MEASUREMENTS=50, TRUE_SOURCE_SPECS=[{"position":[0.18,-0.2,0.2],"relative_strength":1.0}], NUM_CHANNELS=16, DIODE_PITCH=0.006, SEARCH_MIN=[-0.5,-0.5,-0.5], SEARCH_MAX=[0.5,0.5,0.5], GRID_SIZE=13, TRAJECTORY_MODE=grid, LATERAL_SPAN=0.6, VERTICAL_SPAN=0.36, BASE_DISTANCE=1, DISTANCE_SPAN=0.18, ORBIT_RADIUS=1.3, ORBIT_RADIUS_SPAN=0, ORBIT_ANGLE_SPAN_DEG=360.0, ORBIT_START_ANGLE_DEG=0.0, ORBIT_VERTICAL_SPAN=0.0, ORIENTATION_MODE=fixed, FIXED_VIEW_DIRECTION=[0,1,0], SCAN_CENTER=[0.0,0.0,0.0], NUM_ITERATIONS=10000, HISTORY_INTERVAL=1000, MAX_SOURCES_TO_REPORT=1, MIN_SOURCE_DISTANCE=0.08, ACTIVITY_MAX_RELATIVE_DROP=0.5, PRINT_GENERATED_COUNTS_TABLE=False, UPDATE_FRAME_MAX_VOXELS=1000, GIF_FPS=1.0, AXIS_LIMITS_3D=[[-1,1],[-1,1],[-1,1]] | 1.0 | 1000.0 | 100.0 | 1.0 | 0.08 | 4.5 | 5000.0 | 1000.0 | 1.0 | 4.5 | 10.0 | 0.0 | 0.0 | 15.801418199998807 | 0.18 | -0.2 | 0.2 | 0.08333333333333326 | -0.5 | 0.08333333333333326 | 45.423797164857476 | 0.33608861265379936 | 0.33608861265379936 | 14 | 0.12658704695383893 | 0.13808210118138659 | 0.24749214552457094 | 0.25378016442439616 | 0.3319108777902775
10 | measurement_duration | reconstruction_method=mlem, SEED=11, NUM_MEASUREMENTS=50, TRUE_SOURCE_SPECS=[{"position":[0.18,-0.2,0.2],"relative_strength":1.0}], NUM_CHANNELS=16, DIODE_PITCH=0.006, SEARCH_MIN=[-0.5,-0.5,-0.5], SEARCH_MAX=[0.5,0.5,0.5], GRID_SIZE=13, TRAJECTORY_MODE=grid, LATERAL_SPAN=0.6, VERTICAL_SPAN=0.36, BASE_DISTANCE=1, DISTANCE_SPAN=0.18, ORBIT_RADIUS=1.3, ORBIT_RADIUS_SPAN=0, ORBIT_ANGLE_SPAN_DEG=360.0, ORBIT_START_ANGLE_DEG=0.0, ORBIT_VERTICAL_SPAN=0.0, ORIENTATION_MODE=fixed, FIXED_VIEW_DIRECTION=[0,1,0], SCAN_CENTER=[0.0,0.0,0.0], NUM_ITERATIONS=10000, HISTORY_INTERVAL=1000, MAX_SOURCES_TO_REPORT=1, MIN_SOURCE_DISTANCE=0.08, ACTIVITY_MAX_RELATIVE_DROP=0.5, PRINT_GENERATED_COUNTS_TABLE=False, UPDATE_FRAME_MAX_VOXELS=1000, GIF_FPS=1.0, AXIS_LIMITS_3D=[[-1,1],[-1,1],[-1,1]] | 1.0 | 1000.0 | 100.0 | 1.0 | 0.08 | 4.5 | 5000.0 | 1000.0 | 1.0 | 4.5 | 10.0 | 0.0 | 0.0 | 15.545858800000133 | 0.18 | -0.2 | 0.2 | 0.08333333333333326 | -0.5 | 0.08333333333333326 | 45.423797164857476 | 0.33608861265379936 | 0.33608861265379936 | 14 | 0.12658704695383893 | 0.13808210118138659 | 0.24749214552457094 | 0.25378016442439616 | 0.3319108777902775
11 | measurement_duration | reconstruction_method=mlem, SEED=11, NUM_MEASUREMENTS=50, TRUE_SOURCE_SPECS=[{"position":[0.18,-0.2,0.2],"relative_strength":1.0}], NUM_CHANNELS=16, DIODE_PITCH=0.006, SEARCH_MIN=[-0.5,-0.5,-0.5], SEARCH_MAX=[0.5,0.5,0.5], GRID_SIZE=13, TRAJECTORY_MODE=grid, LATERAL_SPAN=0.6, VERTICAL_SPAN=0.36, BASE_DISTANCE=1, DISTANCE_SPAN=0.18, ORBIT_RADIUS=1.3, ORBIT_RADIUS_SPAN=0, ORBIT_ANGLE_SPAN_DEG=360.0, ORBIT_START_ANGLE_DEG=0.0, ORBIT_VERTICAL_SPAN=0.0, ORIENTATION_MODE=fixed, FIXED_VIEW_DIRECTION=[0,1,0], SCAN_CENTER=[0.0,0.0,0.0], NUM_ITERATIONS=10000, HISTORY_INTERVAL=1000, MAX_SOURCES_TO_REPORT=1, MIN_SOURCE_DISTANCE=0.08, ACTIVITY_MAX_RELATIVE_DROP=0.5, PRINT_GENERATED_COUNTS_TABLE=False, UPDATE_FRAME_MAX_VOXELS=1000, GIF_FPS=1.0, AXIS_LIMITS_3D=[[-1,1],[-1,1],[-1,1]] | 5.0 | 1000.0 | 100.0 | 1.0 | 0.08 | 4.5 | 5000.0 | 1000.0 | 1.0 | 4.5 | 10.0 | 0.0 | 0.0 | 15.00249089999852 | 0.18 | -0.2 | 0.2 | 0.08333333333333326 | -0.5 | 0.08333333333333326 | 238.47091729820121 | 0.33608861265379936 | 0.33608861265379936 | 12 | 0.11392832761717882 | 0.13808210118138659 | 0.24135715575374497 | 0.2513363800699713 | 0.3341744758004656
12 | measurement_duration | reconstruction_method=mlem, SEED=11, NUM_MEASUREMENTS=50, TRUE_SOURCE_SPECS=[{"position":[0.18,-0.2,0.2],"relative_strength":1.0}], NUM_CHANNELS=16, DIODE_PITCH=0.006, SEARCH_MIN=[-0.5,-0.5,-0.5], SEARCH_MAX=[0.5,0.5,0.5], GRID_SIZE=13, TRAJECTORY_MODE=grid, LATERAL_SPAN=0.6, VERTICAL_SPAN=0.36, BASE_DISTANCE=1, DISTANCE_SPAN=0.18, ORBIT_RADIUS=1.3, ORBIT_RADIUS_SPAN=0, ORBIT_ANGLE_SPAN_DEG=360.0, ORBIT_START_ANGLE_DEG=0.0, ORBIT_VERTICAL_SPAN=0.0, ORIENTATION_MODE=fixed, FIXED_VIEW_DIRECTION=[0,1,0], SCAN_CENTER=[0.0,0.0,0.0], NUM_ITERATIONS=10000, HISTORY_INTERVAL=1000, MAX_SOURCES_TO_REPORT=1, MIN_SOURCE_DISTANCE=0.08, ACTIVITY_MAX_RELATIVE_DROP=0.5, PRINT_GENERATED_COUNTS_TABLE=False, UPDATE_FRAME_MAX_VOXELS=1000, GIF_FPS=1.0, AXIS_LIMITS_3D=[[-1,1],[-1,1],[-1,1]] | 10.0 | 1000.0 | 100.0 | 1.0 | 0.08 | 4.5 | 5000.0 | 1000.0 | 1.0 | 4.5 | 10.0 | 0.0 | 0.0 | 14.992811899999651 | 0.18 | -0.2 | 0.2 | 0.08333333333333326 | -0.5 | 0.08333333333333326 | 496.75743755197635 | 0.33608861265379936 | 0.33608861265379936 | 9 | 0.09298778165809861 | 0.13808210118138659 | 0.2528198418023113 | 0.2625041481902837 | 0.3365826977262108
13 | measurement_duration | reconstruction_method=mlem, SEED=11, NUM_MEASUREMENTS=50, TRUE_SOURCE_SPECS=[{"position":[0.18,-0.2,0.2],"relative_strength":1.0}], NUM_CHANNELS=16, DIODE_PITCH=0.006, SEARCH_MIN=[-0.5,-0.5,-0.5], SEARCH_MAX=[0.5,0.5,0.5], GRID_SIZE=13, TRAJECTORY_MODE=grid, LATERAL_SPAN=0.6, VERTICAL_SPAN=0.36, BASE_DISTANCE=1, DISTANCE_SPAN=0.18, ORBIT_RADIUS=1.3, ORBIT_RADIUS_SPAN=0, ORBIT_ANGLE_SPAN_DEG=360.0, ORBIT_START_ANGLE_DEG=0.0, ORBIT_VERTICAL_SPAN=0.0, ORIENTATION_MODE=fixed, FIXED_VIEW_DIRECTION=[0,1,0], SCAN_CENTER=[0.0,0.0,0.0], NUM_ITERATIONS=10000, HISTORY_INTERVAL=1000, MAX_SOURCES_TO_REPORT=1, MIN_SOURCE_DISTANCE=0.08, ACTIVITY_MAX_RELATIVE_DROP=0.5, PRINT_GENERATED_COUNTS_TABLE=False, UPDATE_FRAME_MAX_VOXELS=1000, GIF_FPS=1.0, AXIS_LIMITS_3D=[[-1,1],[-1,1],[-1,1]] | 30.0 | 1000.0 | 100.0 | 1.0 | 0.08 | 4.5 | 5000.0 | 1000.0 | 1.0 | 4.5 | 10.0 | 0.0 | 0.0 | 16.028093299999455 | 0.18 | -0.2 | 0.2 | 0.08333333333333326 | -0.5 | 0.08333333333333326 | 1556.314859550068 | 0.33608861265379936 | 0.33608861265379936 | 8 | 0.0863926536030238 | 0.13808210118138659 | 0.24665475804885142 | 0.2597707669385716 | 0.3368297402624165
17 | source_signal | reconstruction_method=mlem, SEED=11, NUM_MEASUREMENTS=50, TRUE_SOURCE_SPECS=[{"position":[0.18,-0.2,0.2],"relative_strength":1.0}], NUM_CHANNELS=16, DIODE_PITCH=0.006, SEARCH_MIN=[-0.5,-0.5,-0.5], SEARCH_MAX=[0.5,0.5,0.5], GRID_SIZE=13, TRAJECTORY_MODE=grid, LATERAL_SPAN=0.6, VERTICAL_SPAN=0.36, BASE_DISTANCE=1, DISTANCE_SPAN=0.18, ORBIT_RADIUS=1.3, ORBIT_RADIUS_SPAN=0, ORBIT_ANGLE_SPAN_DEG=360.0, ORBIT_START_ANGLE_DEG=0.0, ORBIT_VERTICAL_SPAN=0.0, ORIENTATION_MODE=fixed, FIXED_VIEW_DIRECTION=[0,1,0], SCAN_CENTER=[0.0,0.0,0.0], NUM_ITERATIONS=10000, HISTORY_INTERVAL=1000, MAX_SOURCES_TO_REPORT=1, MIN_SOURCE_DISTANCE=0.08, ACTIVITY_MAX_RELATIVE_DROP=0.5, PRINT_GENERATED_COUNTS_TABLE=False, UPDATE_FRAME_MAX_VOXELS=1000, GIF_FPS=1.0, AXIS_LIMITS_3D=[[-1,1],[-1,1],[-1,1]] | 1.0 | 1000.0 | 100.0 | 1.0 | 0.08 | 4.5 | 5000.0 | 1000.0 | 1.0 | 4.5 | 10.0 | 0.0 | 0.0 | 19.56929189999937 | 0.18 | -0.2 | 0.2 | 0.08333333333333326 | -0.5 | 0.08333333333333326 | 45.423797164857476 | 0.33608861265379936 | 0.33608861265379936 | 14 | 0.12658704695383893 | 0.13808210118138659 | 0.24749214552457094 | 0.25378016442439616 | 0.3319108777902775
18 | source_signal | reconstruction_method=mlem, SEED=11, NUM_MEASUREMENTS=50, TRUE_SOURCE_SPECS=[{"position":[0.18,-0.2,0.2],"relative_strength":1.0}], NUM_CHANNELS=16, DIODE_PITCH=0.006, SEARCH_MIN=[-0.5,-0.5,-0.5], SEARCH_MAX=[0.5,0.5,0.5], GRID_SIZE=13, TRAJECTORY_MODE=grid, LATERAL_SPAN=0.6, VERTICAL_SPAN=0.36, BASE_DISTANCE=1, DISTANCE_SPAN=0.18, ORBIT_RADIUS=1.3, ORBIT_RADIUS_SPAN=0, ORBIT_ANGLE_SPAN_DEG=360.0, ORBIT_START_ANGLE_DEG=0.0, ORBIT_VERTICAL_SPAN=0.0, ORIENTATION_MODE=fixed, FIXED_VIEW_DIRECTION=[0,1,0], SCAN_CENTER=[0.0,0.0,0.0], NUM_ITERATIONS=10000, HISTORY_INTERVAL=1000, MAX_SOURCES_TO_REPORT=1, MIN_SOURCE_DISTANCE=0.08, ACTIVITY_MAX_RELATIVE_DROP=0.5, PRINT_GENERATED_COUNTS_TABLE=False, UPDATE_FRAME_MAX_VOXELS=1000, GIF_FPS=1.0, AXIS_LIMITS_3D=[[-1,1],[-1,1],[-1,1]] | 1.0 | 1000.0 | 100.0 | 1.0 | 0.08 | 4.5 | 10000.0 | 1000.0 | 1.0 | 4.5 | 10.0 | 0.0 | 0.0 | 19.30899809999937 | 0.18 | -0.2 | 0.2 | 0.08333333333333326 | -0.5 | 0.08333333333333326 | 86.6496158254481 | 0.33608861265379936 | 0.33608861265379936 | 20 | 0.17408295038628482 | 0.061553951042064646 | 0.1938104837368944 | 0.2033627249491554 | 0.31886138097379557
19 | source_signal | reconstruction_method=mlem, SEED=11, NUM_MEASUREMENTS=50, TRUE_SOURCE_SPECS=[{"position":[0.18,-0.2,0.2],"relative_strength":1.0}], NUM_CHANNELS=16, DIODE_PITCH=0.006, SEARCH_MIN=[-0.5,-0.5,-0.5], SEARCH_MAX=[0.5,0.5,0.5], GRID_SIZE=13, TRAJECTORY_MODE=grid, LATERAL_SPAN=0.6, VERTICAL_SPAN=0.36, BASE_DISTANCE=1, DISTANCE_SPAN=0.18, ORBIT_RADIUS=1.3, ORBIT_RADIUS_SPAN=0, ORBIT_ANGLE_SPAN_DEG=360.0, ORBIT_START_ANGLE_DEG=0.0, ORBIT_VERTICAL_SPAN=0.0, ORIENTATION_MODE=fixed, FIXED_VIEW_DIRECTION=[0,1,0], SCAN_CENTER=[0.0,0.0,0.0], NUM_ITERATIONS=10000, HISTORY_INTERVAL=1000, MAX_SOURCES_TO_REPORT=1, MIN_SOURCE_DISTANCE=0.08, ACTIVITY_MAX_RELATIVE_DROP=0.5, PRINT_GENERATED_COUNTS_TABLE=False, UPDATE_FRAME_MAX_VOXELS=1000, GIF_FPS=1.0, AXIS_LIMITS_3D=[[-1,1],[-1,1],[-1,1]] | 1.0 | 1000.0 | 100.0 | 1.0 | 0.08 | 4.5 | 30000.0 | 1000.0 | 1.0 | 4.5 | 10.0 | 0.0 | 0.0 | 17.468855600000097 | 0.18 | -0.2 | 0.2 | 0.08333333333333326 | -0.5 | 0.08333333333333326 | 262.6525658977721 | 0.33608861265379936 | 0.33608861265379936 | 23 | 0.20709947359494538 | 0.06155395104206462 | 0.18223920762699652 | 0.18867762526100446 | 0.30706168923565824
26 | channel_model | reconstruction_method=mlem, SEED=11, NUM_MEASUREMENTS=50, TRUE_SOURCE_SPECS=[{"position":[0.18,-0.2,0.2],"relative_strength":1.0}], NUM_CHANNELS=16, DIODE_PITCH=0.006, SEARCH_MIN=[-0.5,-0.5,-0.5], SEARCH_MAX=[0.5,0.5,0.5], GRID_SIZE=13, TRAJECTORY_MODE=grid, LATERAL_SPAN=0.6, VERTICAL_SPAN=0.36, BASE_DISTANCE=1, DISTANCE_SPAN=0.18, ORBIT_RADIUS=1.3, ORBIT_RADIUS_SPAN=0, ORBIT_ANGLE_SPAN_DEG=360.0, ORBIT_START_ANGLE_DEG=0.0, ORBIT_VERTICAL_SPAN=0.0, ORIENTATION_MODE=fixed, FIXED_VIEW_DIRECTION=[0,1,0], SCAN_CENTER=[0.0,0.0,0.0], NUM_ITERATIONS=10000, HISTORY_INTERVAL=1000, MAX_SOURCES_TO_REPORT=1, MIN_SOURCE_DISTANCE=0.08, ACTIVITY_MAX_RELATIVE_DROP=0.5, PRINT_GENERATED_COUNTS_TABLE=False, UPDATE_FRAME_MAX_VOXELS=1000, GIF_FPS=1.0, AXIS_LIMITS_3D=[[-1,1],[-1,1],[-1,1]] | 1.0 | 1000.0 | 100.0 | 0.8 | 0.1 | 4.5 | 5000.0 | 1000.0 | 0.8 | 4.5 | 10.0 | 0.0 | 0.0 | 18.66811880000023 | 0.18 | -0.2 | 0.2 | 0.08333333333333326 | -0.5 | 0.08333333333333326 | 47.82875657712613 | 0.33608861265379936 | 0.33608861265379936 | 29 | 0.2187691789302878 | 0.061553951042064646 | 0.2209089450828303 | 0.22529163076521164 | 0.3365826977262108
27 | channel_model | reconstruction_method=mlem, SEED=11, NUM_MEASUREMENTS=50, TRUE_SOURCE_SPECS=[{"position":[0.18,-0.2,0.2],"relative_strength":1.0}], NUM_CHANNELS=16, DIODE_PITCH=0.006, SEARCH_MIN=[-0.5,-0.5,-0.5], SEARCH_MAX=[0.5,0.5,0.5], GRID_SIZE=13, TRAJECTORY_MODE=grid, LATERAL_SPAN=0.6, VERTICAL_SPAN=0.36, BASE_DISTANCE=1, DISTANCE_SPAN=0.18, ORBIT_RADIUS=1.3, ORBIT_RADIUS_SPAN=0, ORBIT_ANGLE_SPAN_DEG=360.0, ORBIT_START_ANGLE_DEG=0.0, ORBIT_VERTICAL_SPAN=0.0, ORIENTATION_MODE=fixed, FIXED_VIEW_DIRECTION=[0,1,0], SCAN_CENTER=[0.0,0.0,0.0], NUM_ITERATIONS=10000, HISTORY_INTERVAL=1000, MAX_SOURCES_TO_REPORT=1, MIN_SOURCE_DISTANCE=0.08, ACTIVITY_MAX_RELATIVE_DROP=0.5, PRINT_GENERATED_COUNTS_TABLE=False, UPDATE_FRAME_MAX_VOXELS=1000, GIF_FPS=1.0, AXIS_LIMITS_3D=[[-1,1],[-1,1],[-1,1]] | 1.0 | 1000.0 | 100.0 | 0.8 | 0.1 | 4.5 | 5000.0 | 1000.0 | 0.9 | 4.5 | 10.0 | 0.0 | 0.0 | 19.13575049999963 | 0.18 | -0.2 | 0.2 | 0.08333333333333326 | -0.5 | 0.08333333333333326 | 42.514450290772956 | 0.33608861265379936 | 0.33608861265379936 | 29 | 0.21876917892987066 | 0.061553951042064646 | 0.2209089450828303 | 0.22529163076555644 | 0.3365826977262108
28 | channel_model | reconstruction_method=mlem, SEED=11, NUM_MEASUREMENTS=50, TRUE_SOURCE_SPECS=[{"position":[0.18,-0.2,0.2],"relative_strength":1.0}], NUM_CHANNELS=16, DIODE_PITCH=0.006, SEARCH_MIN=[-0.5,-0.5,-0.5], SEARCH_MAX=[0.5,0.5,0.5], GRID_SIZE=13, TRAJECTORY_MODE=grid, LATERAL_SPAN=0.6, VERTICAL_SPAN=0.36, BASE_DISTANCE=1, DISTANCE_SPAN=0.18, ORBIT_RADIUS=1.3, ORBIT_RADIUS_SPAN=0, ORBIT_ANGLE_SPAN_DEG=360.0, ORBIT_START_ANGLE_DEG=0.0, ORBIT_VERTICAL_SPAN=0.0, ORIENTATION_MODE=fixed, FIXED_VIEW_DIRECTION=[0,1,0], SCAN_CENTER=[0.0,0.0,0.0], NUM_ITERATIONS=10000, HISTORY_INTERVAL=1000, MAX_SOURCES_TO_REPORT=1, MIN_SOURCE_DISTANCE=0.08, ACTIVITY_MAX_RELATIVE_DROP=0.5, PRINT_GENERATED_COUNTS_TABLE=False, UPDATE_FRAME_MAX_VOXELS=1000, GIF_FPS=1.0, AXIS_LIMITS_3D=[[-1,1],[-1,1],[-1,1]] | 1.0 | 1000.0 | 100.0 | 0.8 | 0.1 | 4.5 | 5000.0 | 1000.0 | 1.0 | 4.5 | 10.0 | 0.0 | 0.0 | 17.474256700001206 | 0.18 | -0.2 | 0.2 | 0.08333333333333326 | -0.5 | 0.08333333333333326 | 38.263005261593555 | 0.33608861265379936 | 0.33608861265379936 | 29 | 0.21876917893005304 | 0.061553951042064646 | 0.2209089450828303 | 0.22529163076536127 | 0.3365826977262108
29 | channel_model | reconstruction_method=mlem, SEED=11, NUM_MEASUREMENTS=50, TRUE_SOURCE_SPECS=[{"position":[0.18,-0.2,0.2],"relative_strength":1.0}], NUM_CHANNELS=16, DIODE_PITCH=0.006, SEARCH_MIN=[-0.5,-0.5,-0.5], SEARCH_MAX=[0.5,0.5,0.5], GRID_SIZE=13, TRAJECTORY_MODE=grid, LATERAL_SPAN=0.6, VERTICAL_SPAN=0.36, BASE_DISTANCE=1, DISTANCE_SPAN=0.18, ORBIT_RADIUS=1.3, ORBIT_RADIUS_SPAN=0, ORBIT_ANGLE_SPAN_DEG=360.0, ORBIT_START_ANGLE_DEG=0.0, ORBIT_VERTICAL_SPAN=0.0, ORIENTATION_MODE=fixed, FIXED_VIEW_DIRECTION=[0,1,0], SCAN_CENTER=[0.0,0.0,0.0], NUM_ITERATIONS=10000, HISTORY_INTERVAL=1000, MAX_SOURCES_TO_REPORT=1, MIN_SOURCE_DISTANCE=0.08, ACTIVITY_MAX_RELATIVE_DROP=0.5, PRINT_GENERATED_COUNTS_TABLE=False, UPDATE_FRAME_MAX_VOXELS=1000, GIF_FPS=1.0, AXIS_LIMITS_3D=[[-1,1],[-1,1],[-1,1]] | 1.0 | 1000.0 | 100.0 | 0.8 | 0.1 | 4.5 | 5000.0 | 1000.0 | 1.1 | 4.5 | 10.0 | 0.0 | 0.0 | 19.66651169999932 | 0.18 | -0.2 | 0.2 | 0.08333333333333326 | -0.5 | 0.08333333333333326 | 34.784550237992086 | 0.33608861265379936 | 0.33608861265379936 | 29 | 0.21876917893015263 | 0.061553951042064646 | 0.2209089450828303 | 0.22529163076531486 | 0.3365826977262108
30 | channel_model | reconstruction_method=mlem, SEED=11, NUM_MEASUREMENTS=50, TRUE_SOURCE_SPECS=[{"position":[0.18,-0.2,0.2],"relative_strength":1.0}], NUM_CHANNELS=16, DIODE_PITCH=0.006, SEARCH_MIN=[-0.5,-0.5,-0.5], SEARCH_MAX=[0.5,0.5,0.5], GRID_SIZE=13, TRAJECTORY_MODE=grid, LATERAL_SPAN=0.6, VERTICAL_SPAN=0.36, BASE_DISTANCE=1, DISTANCE_SPAN=0.18, ORBIT_RADIUS=1.3, ORBIT_RADIUS_SPAN=0, ORBIT_ANGLE_SPAN_DEG=360.0, ORBIT_START_ANGLE_DEG=0.0, ORBIT_VERTICAL_SPAN=0.0, ORIENTATION_MODE=fixed, FIXED_VIEW_DIRECTION=[0,1,0], SCAN_CENTER=[0.0,0.0,0.0], NUM_ITERATIONS=10000, HISTORY_INTERVAL=1000, MAX_SOURCES_TO_REPORT=1, MIN_SOURCE_DISTANCE=0.08, ACTIVITY_MAX_RELATIVE_DROP=0.5, PRINT_GENERATED_COUNTS_TABLE=False, UPDATE_FRAME_MAX_VOXELS=1000, GIF_FPS=1.0, AXIS_LIMITS_3D=[[-1,1],[-1,1],[-1,1]] | 1.0 | 1000.0 | 100.0 | 0.8 | 0.1 | 4.5 | 5000.0 | 1000.0 | 1.2 | 4.5 | 10.0 | 0.0 | 0.0 | 17.691848799999207 | 0.18 | -0.2 | 0.2 | 0.08333333333333326 | -0.5 | 0.08333333333333326 | 31.885837718185417 | 0.33608861265379936 | 0.33608861265379936 | 29 | 0.21876917893041245 | 0.061553951042064646 | 0.2209089450828303 | 0.22529163076522593 | 0.3365826977262108
31 | channel_model | reconstruction_method=mlem, SEED=11, NUM_MEASUREMENTS=50, TRUE_SOURCE_SPECS=[{"position":[0.18,-0.2,0.2],"relative_strength":1.0}], NUM_CHANNELS=16, DIODE_PITCH=0.006, SEARCH_MIN=[-0.5,-0.5,-0.5], SEARCH_MAX=[0.5,0.5,0.5], GRID_SIZE=13, TRAJECTORY_MODE=grid, LATERAL_SPAN=0.6, VERTICAL_SPAN=0.36, BASE_DISTANCE=1, DISTANCE_SPAN=0.18, ORBIT_RADIUS=1.3, ORBIT_RADIUS_SPAN=0, ORBIT_ANGLE_SPAN_DEG=360.0, ORBIT_START_ANGLE_DEG=0.0, ORBIT_VERTICAL_SPAN=0.0, ORIENTATION_MODE=fixed, FIXED_VIEW_DIRECTION=[0,1,0], SCAN_CENTER=[0.0,0.0,0.0], NUM_ITERATIONS=10000, HISTORY_INTERVAL=1000, MAX_SOURCES_TO_REPORT=1, MIN_SOURCE_DISTANCE=0.08, ACTIVITY_MAX_RELATIVE_DROP=0.5, PRINT_GENERATED_COUNTS_TABLE=False, UPDATE_FRAME_MAX_VOXELS=1000, GIF_FPS=1.0, AXIS_LIMITS_3D=[[-1,1],[-1,1],[-1,1]] | 1.0 | 1000.0 | 100.0 | 0.8 | 0.1 | 4.5 | 5000.0 | 1000.0 | 1.5 | 4.5 | 10.0 | 0.0 | 0.0 | 15.861080399999992 | 0.18 | -0.2 | 0.2 | 0.08333333333333326 | -0.5 | 0.08333333333333326 | 25.50867017473592 | 0.33608861265379936 | 0.33608861265379936 | 29 | 0.218769178930174 | 0.061553951042064646 | 0.2209089450828303 | 0.22529163076532338 | 0.3365826977262108
32 | channel_model | reconstruction_method=mlem, SEED=11, NUM_MEASUREMENTS=50, TRUE_SOURCE_SPECS=[{"position":[0.18,-0.2,0.2],"relative_strength":1.0}], NUM_CHANNELS=16, DIODE_PITCH=0.006, SEARCH_MIN=[-0.5,-0.5,-0.5], SEARCH_MAX=[0.5,0.5,0.5], GRID_SIZE=13, TRAJECTORY_MODE=grid, LATERAL_SPAN=0.6, VERTICAL_SPAN=0.36, BASE_DISTANCE=1, DISTANCE_SPAN=0.18, ORBIT_RADIUS=1.3, ORBIT_RADIUS_SPAN=0, ORBIT_ANGLE_SPAN_DEG=360.0, ORBIT_START_ANGLE_DEG=0.0, ORBIT_VERTICAL_SPAN=0.0, ORIENTATION_MODE=fixed, FIXED_VIEW_DIRECTION=[0,1,0], SCAN_CENTER=[0.0,0.0,0.0], NUM_ITERATIONS=10000, HISTORY_INTERVAL=1000, MAX_SOURCES_TO_REPORT=1, MIN_SOURCE_DISTANCE=0.08, ACTIVITY_MAX_RELATIVE_DROP=0.5, PRINT_GENERATED_COUNTS_TABLE=False, UPDATE_FRAME_MAX_VOXELS=1000, GIF_FPS=1.0, AXIS_LIMITS_3D=[[-1,1],[-1,1],[-1,1]] | 1.0 | 1000.0 | 100.0 | 1.0 | 0.08 | 4.5 | 5000.0 | 1000.0 | 0.8 | 4.5 | 10.0 | 0.0 | 0.0 | 16.632098799998857 | 0.18 | -0.2 | 0.2 | 0.08333333333333326 | -0.5 | 0.08333333333333326 | 56.77974645622825 | 0.33608861265379936 | 0.33608861265379936 | 14 | 0.12658704695398032 | 0.13808210118138659 | 0.24749214552457094 | 0.2537801644243085 | 0.3319108777902775
33 | channel_model | reconstruction_method=mlem, SEED=11, NUM_MEASUREMENTS=50, TRUE_SOURCE_SPECS=[{"position":[0.18,-0.2,0.2],"relative_strength":1.0}], NUM_CHANNELS=16, DIODE_PITCH=0.006, SEARCH_MIN=[-0.5,-0.5,-0.5], SEARCH_MAX=[0.5,0.5,0.5], GRID_SIZE=13, TRAJECTORY_MODE=grid, LATERAL_SPAN=0.6, VERTICAL_SPAN=0.36, BASE_DISTANCE=1, DISTANCE_SPAN=0.18, ORBIT_RADIUS=1.3, ORBIT_RADIUS_SPAN=0, ORBIT_ANGLE_SPAN_DEG=360.0, ORBIT_START_ANGLE_DEG=0.0, ORBIT_VERTICAL_SPAN=0.0, ORIENTATION_MODE=fixed, FIXED_VIEW_DIRECTION=[0,1,0], SCAN_CENTER=[0.0,0.0,0.0], NUM_ITERATIONS=10000, HISTORY_INTERVAL=1000, MAX_SOURCES_TO_REPORT=1, MIN_SOURCE_DISTANCE=0.08, ACTIVITY_MAX_RELATIVE_DROP=0.5, PRINT_GENERATED_COUNTS_TABLE=False, UPDATE_FRAME_MAX_VOXELS=1000, GIF_FPS=1.0, AXIS_LIMITS_3D=[[-1,1],[-1,1],[-1,1]] | 1.0 | 1000.0 | 100.0 | 1.0 | 0.08 | 4.5 | 5000.0 | 1000.0 | 0.9 | 4.5 | 10.0 | 0.0 | 0.0 | 16.947983799998838 | 0.18 | -0.2 | 0.2 | 0.08333333333333326 | -0.5 | 0.08333333333333326 | 50.470885738860815 | 0.33608861265379936 | 0.33608861265379936 | 14 | 0.12658704695371972 | 0.13808210118138659 | 0.24749214552457094 | 0.25378016442480017 | 0.3319108777902775
34 | channel_model | reconstruction_method=mlem, SEED=11, NUM_MEASUREMENTS=50, TRUE_SOURCE_SPECS=[{"position":[0.18,-0.2,0.2],"relative_strength":1.0}], NUM_CHANNELS=16, DIODE_PITCH=0.006, SEARCH_MIN=[-0.5,-0.5,-0.5], SEARCH_MAX=[0.5,0.5,0.5], GRID_SIZE=13, TRAJECTORY_MODE=grid, LATERAL_SPAN=0.6, VERTICAL_SPAN=0.36, BASE_DISTANCE=1, DISTANCE_SPAN=0.18, ORBIT_RADIUS=1.3, ORBIT_RADIUS_SPAN=0, ORBIT_ANGLE_SPAN_DEG=360.0, ORBIT_START_ANGLE_DEG=0.0, ORBIT_VERTICAL_SPAN=0.0, ORIENTATION_MODE=fixed, FIXED_VIEW_DIRECTION=[0,1,0], SCAN_CENTER=[0.0,0.0,0.0], NUM_ITERATIONS=10000, HISTORY_INTERVAL=1000, MAX_SOURCES_TO_REPORT=1, MIN_SOURCE_DISTANCE=0.08, ACTIVITY_MAX_RELATIVE_DROP=0.5, PRINT_GENERATED_COUNTS_TABLE=False, UPDATE_FRAME_MAX_VOXELS=1000, GIF_FPS=1.0, AXIS_LIMITS_3D=[[-1,1],[-1,1],[-1,1]] | 1.0 | 1000.0 | 100.0 | 1.0 | 0.08 | 4.5 | 5000.0 | 1000.0 | 1.0 | 4.5 | 10.0 | 0.0 | 0.0 | 16.82678450000094 | 0.18 | -0.2 | 0.2 | 0.08333333333333326 | -0.5 | 0.08333333333333326 | 45.423797164857476 | 0.33608861265379936 | 0.33608861265379936 | 14 | 0.12658704695383893 | 0.13808210118138659 | 0.24749214552457094 | 0.25378016442439616 | 0.3319108777902775
35 | channel_model | reconstruction_method=mlem, SEED=11, NUM_MEASUREMENTS=50, TRUE_SOURCE_SPECS=[{"position":[0.18,-0.2,0.2],"relative_strength":1.0}], NUM_CHANNELS=16, DIODE_PITCH=0.006, SEARCH_MIN=[-0.5,-0.5,-0.5], SEARCH_MAX=[0.5,0.5,0.5], GRID_SIZE=13, TRAJECTORY_MODE=grid, LATERAL_SPAN=0.6, VERTICAL_SPAN=0.36, BASE_DISTANCE=1, DISTANCE_SPAN=0.18, ORBIT_RADIUS=1.3, ORBIT_RADIUS_SPAN=0, ORBIT_ANGLE_SPAN_DEG=360.0, ORBIT_START_ANGLE_DEG=0.0, ORBIT_VERTICAL_SPAN=0.0, ORIENTATION_MODE=fixed, FIXED_VIEW_DIRECTION=[0,1,0], SCAN_CENTER=[0.0,0.0,0.0], NUM_ITERATIONS=10000, HISTORY_INTERVAL=1000, MAX_SOURCES_TO_REPORT=1, MIN_SOURCE_DISTANCE=0.08, ACTIVITY_MAX_RELATIVE_DROP=0.5, PRINT_GENERATED_COUNTS_TABLE=False, UPDATE_FRAME_MAX_VOXELS=1000, GIF_FPS=1.0, AXIS_LIMITS_3D=[[-1,1],[-1,1],[-1,1]] | 1.0 | 1000.0 | 100.0 | 1.0 | 0.08 | 4.5 | 5000.0 | 1000.0 | 1.1 | 4.5 | 10.0 | 0.0 | 0.0 | 16.051834300000337 | 0.18 | -0.2 | 0.2 | 0.08333333333333326 | -0.5 | 0.08333333333333326 | 41.29436105916609 | 0.33608861265379936 | 0.33608861265379936 | 14 | 0.1265870469539334 | 0.13808210118138659 | 0.24749214552457094 | 0.25378016442446666 | 0.3319108777902775
36 | channel_model | reconstruction_method=mlem, SEED=11, NUM_MEASUREMENTS=50, TRUE_SOURCE_SPECS=[{"position":[0.18,-0.2,0.2],"relative_strength":1.0}], NUM_CHANNELS=16, DIODE_PITCH=0.006, SEARCH_MIN=[-0.5,-0.5,-0.5], SEARCH_MAX=[0.5,0.5,0.5], GRID_SIZE=13, TRAJECTORY_MODE=grid, LATERAL_SPAN=0.6, VERTICAL_SPAN=0.36, BASE_DISTANCE=1, DISTANCE_SPAN=0.18, ORBIT_RADIUS=1.3, ORBIT_RADIUS_SPAN=0, ORBIT_ANGLE_SPAN_DEG=360.0, ORBIT_START_ANGLE_DEG=0.0, ORBIT_VERTICAL_SPAN=0.0, ORIENTATION_MODE=fixed, FIXED_VIEW_DIRECTION=[0,1,0], SCAN_CENTER=[0.0,0.0,0.0], NUM_ITERATIONS=10000, HISTORY_INTERVAL=1000, MAX_SOURCES_TO_REPORT=1, MIN_SOURCE_DISTANCE=0.08, ACTIVITY_MAX_RELATIVE_DROP=0.5, PRINT_GENERATED_COUNTS_TABLE=False, UPDATE_FRAME_MAX_VOXELS=1000, GIF_FPS=1.0, AXIS_LIMITS_3D=[[-1,1],[-1,1],[-1,1]] | 1.0 | 1000.0 | 100.0 | 1.0 | 0.08 | 4.5 | 5000.0 | 1000.0 | 1.2 | 4.5 | 10.0 | 0.0 | 0.0 | 17.455818599999475 | 0.18 | -0.2 | 0.2 | 0.08333333333333326 | -0.5 | 0.08333333333333326 | 37.85316430426377 | 0.33608861265379936 | 0.33608861265379936 | 14 | 0.12658704695421918 | 0.13808210118138659 | 0.24749214552457094 | 0.2537801644242846 | 0.3319108777902775
37 | channel_model | reconstruction_method=mlem, SEED=11, NUM_MEASUREMENTS=50, TRUE_SOURCE_SPECS=[{"position":[0.18,-0.2,0.2],"relative_strength":1.0}], NUM_CHANNELS=16, DIODE_PITCH=0.006, SEARCH_MIN=[-0.5,-0.5,-0.5], SEARCH_MAX=[0.5,0.5,0.5], GRID_SIZE=13, TRAJECTORY_MODE=grid, LATERAL_SPAN=0.6, VERTICAL_SPAN=0.36, BASE_DISTANCE=1, DISTANCE_SPAN=0.18, ORBIT_RADIUS=1.3, ORBIT_RADIUS_SPAN=0, ORBIT_ANGLE_SPAN_DEG=360.0, ORBIT_START_ANGLE_DEG=0.0, ORBIT_VERTICAL_SPAN=0.0, ORIENTATION_MODE=fixed, FIXED_VIEW_DIRECTION=[0,1,0], SCAN_CENTER=[0.0,0.0,0.0], NUM_ITERATIONS=10000, HISTORY_INTERVAL=1000, MAX_SOURCES_TO_REPORT=1, MIN_SOURCE_DISTANCE=0.08, ACTIVITY_MAX_RELATIVE_DROP=0.5, PRINT_GENERATED_COUNTS_TABLE=False, UPDATE_FRAME_MAX_VOXELS=1000, GIF_FPS=1.0, AXIS_LIMITS_3D=[[-1,1],[-1,1],[-1,1]] | 1.0 | 1000.0 | 100.0 | 1.0 | 0.08 | 4.5 | 5000.0 | 1000.0 | 1.5 | 4.5 | 10.0 | 0.0 | 0.0 | 17.091474499999094 | 0.18 | -0.2 | 0.2 | 0.08333333333333326 | -0.5 | 0.08333333333333326 | 30.28253144362395 | 0.33608861265379936 | 0.33608861265379936 | 14 | 0.12658704695384465 | 0.13808210118138659 | 0.24749214552457094 | 0.2537801644244484 | 0.3319108777902775
51 | k_model | reconstruction_method=mlem, SEED=11, NUM_MEASUREMENTS=50, TRUE_SOURCE_SPECS=[{"position":[0.18,-0.2,0.2],"relative_strength":1.0}], NUM_CHANNELS=16, DIODE_PITCH=0.006, SEARCH_MIN=[-0.5,-0.5,-0.5], SEARCH_MAX=[0.5,0.5,0.5], GRID_SIZE=13, TRAJECTORY_MODE=grid, LATERAL_SPAN=0.6, VERTICAL_SPAN=0.36, BASE_DISTANCE=1, DISTANCE_SPAN=0.18, ORBIT_RADIUS=1.3, ORBIT_RADIUS_SPAN=0, ORBIT_ANGLE_SPAN_DEG=360.0, ORBIT_START_ANGLE_DEG=0.0, ORBIT_VERTICAL_SPAN=0.0, ORIENTATION_MODE=fixed, FIXED_VIEW_DIRECTION=[0,1,0], SCAN_CENTER=[0.0,0.0,0.0], NUM_ITERATIONS=10000, HISTORY_INTERVAL=1000, MAX_SOURCES_TO_REPORT=1, MIN_SOURCE_DISTANCE=0.08, ACTIVITY_MAX_RELATIVE_DROP=0.5, PRINT_GENERATED_COUNTS_TABLE=False, UPDATE_FRAME_MAX_VOXELS=1000, GIF_FPS=1.0, AXIS_LIMITS_3D=[[-1,1],[-1,1],[-1,1]] | 1.0 | 1000.0 | 100.0 | 1.0 | 0.08 | 4.5 | 5000.0 | 1000.0 | 1.0 | 4.5 | 10.0 | 0.0 | 0.0 | 16.808350999999675 | 0.18 | -0.2 | 0.2 | 0.08333333333333326 | -0.5 | 0.08333333333333326 | 45.423797164857476 | 0.33608861265379936 | 0.33608861265379936 | 14 | 0.12658704695383893 | 0.13808210118138659 | 0.24749214552457094 | 0.25378016442439616 | 0.3319108777902775
109 | motion_uncertainty | reconstruction_method=mlem, SEED=11, NUM_MEASUREMENTS=50, TRUE_SOURCE_SPECS=[{"position":[0.18,-0.2,0.2],"relative_strength":1.0}], NUM_CHANNELS=16, DIODE_PITCH=0.006, SEARCH_MIN=[-0.5,-0.5,-0.5], SEARCH_MAX=[0.5,0.5,0.5], GRID_SIZE=13, TRAJECTORY_MODE=grid, LATERAL_SPAN=0.6, VERTICAL_SPAN=0.36, BASE_DISTANCE=1, DISTANCE_SPAN=0.18, ORBIT_RADIUS=1.3, ORBIT_RADIUS_SPAN=0, ORBIT_ANGLE_SPAN_DEG=360.0, ORBIT_START_ANGLE_DEG=0.0, ORBIT_VERTICAL_SPAN=0.0, ORIENTATION_MODE=fixed, FIXED_VIEW_DIRECTION=[0,1,0], SCAN_CENTER=[0.0,0.0,0.0], NUM_ITERATIONS=10000, HISTORY_INTERVAL=1000, MAX_SOURCES_TO_REPORT=1, MIN_SOURCE_DISTANCE=0.08, ACTIVITY_MAX_RELATIVE_DROP=0.5, PRINT_GENERATED_COUNTS_TABLE=False, UPDATE_FRAME_MAX_VOXELS=1000, GIF_FPS=1.0, AXIS_LIMITS_3D=[[-1,1],[-1,1],[-1,1]] | 1.0 | 1000.0 | 100.0 | 1.0 | 0.08 | 4.5 | 5000.0 | 1000.0 | 1.0 | 4.5 | 5.0 | 0.0 | 0.0 | 78.94309710000016 | 0.18 | -0.2 | 0.2 | 0.08333333333333326 | -0.5 | 0.08333333333333326 | 41.06384863722793 | 0.33608861265379936 | 0.33608861265379936 | 17 | 0.13775768357778004 | 0.2196208854670551 | 0.33861888097685644 | 0.33379313178203757 | 0.36735127949898194
110 | motion_uncertainty | reconstruction_method=mlem, SEED=11, NUM_MEASUREMENTS=50, TRUE_SOURCE_SPECS=[{"position":[0.18,-0.2,0.2],"relative_strength":1.0}], NUM_CHANNELS=16, DIODE_PITCH=0.006, SEARCH_MIN=[-0.5,-0.5,-0.5], SEARCH_MAX=[0.5,0.5,0.5], GRID_SIZE=13, TRAJECTORY_MODE=grid, LATERAL_SPAN=0.6, VERTICAL_SPAN=0.36, BASE_DISTANCE=1, DISTANCE_SPAN=0.18, ORBIT_RADIUS=1.3, ORBIT_RADIUS_SPAN=0, ORBIT_ANGLE_SPAN_DEG=360.0, ORBIT_START_ANGLE_DEG=0.0, ORBIT_VERTICAL_SPAN=0.0, ORIENTATION_MODE=fixed, FIXED_VIEW_DIRECTION=[0,1,0], SCAN_CENTER=[0.0,0.0,0.0], NUM_ITERATIONS=10000, HISTORY_INTERVAL=1000, MAX_SOURCES_TO_REPORT=1, MIN_SOURCE_DISTANCE=0.08, ACTIVITY_MAX_RELATIVE_DROP=0.5, PRINT_GENERATED_COUNTS_TABLE=False, UPDATE_FRAME_MAX_VOXELS=1000, GIF_FPS=1.0, AXIS_LIMITS_3D=[[-1,1],[-1,1],[-1,1]] | 1.0 | 1000.0 | 100.0 | 1.0 | 0.08 | 4.5 | 5000.0 | 1000.0 | 1.0 | 4.5 | 5.0 | 0.0 | 10.0 | 77.40832779999982 | 0.18 | -0.2 | 0.2 | 0.08333333333333326 | -0.5 | 0.08333333333333326 | 44.081770057963084 | 0.33608861265379936 | 0.33608861265379936 | 14 | 0.12478705660904138 | 0.2196208854670551 | 0.30259917666891606 | 0.3072100933424999 | 0.3481902448380262
111 | motion_uncertainty | reconstruction_method=mlem, SEED=11, NUM_MEASUREMENTS=50, TRUE_SOURCE_SPECS=[{"position":[0.18,-0.2,0.2],"relative_strength":1.0}], NUM_CHANNELS=16, DIODE_PITCH=0.006, SEARCH_MIN=[-0.5,-0.5,-0.5], SEARCH_MAX=[0.5,0.5,0.5], GRID_SIZE=13, TRAJECTORY_MODE=grid, LATERAL_SPAN=0.6, VERTICAL_SPAN=0.36, BASE_DISTANCE=1, DISTANCE_SPAN=0.18, ORBIT_RADIUS=1.3, ORBIT_RADIUS_SPAN=0, ORBIT_ANGLE_SPAN_DEG=360.0, ORBIT_START_ANGLE_DEG=0.0, ORBIT_VERTICAL_SPAN=0.0, ORIENTATION_MODE=fixed, FIXED_VIEW_DIRECTION=[0,1,0], SCAN_CENTER=[0.0,0.0,0.0], NUM_ITERATIONS=10000, HISTORY_INTERVAL=1000, MAX_SOURCES_TO_REPORT=1, MIN_SOURCE_DISTANCE=0.08, ACTIVITY_MAX_RELATIVE_DROP=0.5, PRINT_GENERATED_COUNTS_TABLE=False, UPDATE_FRAME_MAX_VOXELS=1000, GIF_FPS=1.0, AXIS_LIMITS_3D=[[-1,1],[-1,1],[-1,1]] | 1.0 | 1000.0 | 100.0 | 1.0 | 0.08 | 4.5 | 5000.0 | 1000.0 | 1.0 | 4.5 | 5.0 | 0.0 | 25.0 | 77.99536250000165 | 0.18 | -0.2 | 0.2 | 0.08333333333333326 | -0.5 | 0.08333333333333326 | 42.37415115605251 | 0.33608861265379936 | 0.33608861265379936 | 15 | 0.14331530056737085 | 0.2196208854670551 | 0.30811732447348206 | 0.31151910734673754 | 0.3526237549979043
134 | motion_uncertainty | reconstruction_method=mlem, SEED=11, NUM_MEASUREMENTS=50, TRUE_SOURCE_SPECS=[{"position":[0.18,-0.2,0.2],"relative_strength":1.0}], NUM_CHANNELS=16, DIODE_PITCH=0.006, SEARCH_MIN=[-0.5,-0.5,-0.5], SEARCH_MAX=[0.5,0.5,0.5], GRID_SIZE=13, TRAJECTORY_MODE=grid, LATERAL_SPAN=0.6, VERTICAL_SPAN=0.36, BASE_DISTANCE=1, DISTANCE_SPAN=0.18, ORBIT_RADIUS=1.3, ORBIT_RADIUS_SPAN=0, ORBIT_ANGLE_SPAN_DEG=360.0, ORBIT_START_ANGLE_DEG=0.0, ORBIT_VERTICAL_SPAN=0.0, ORIENTATION_MODE=fixed, FIXED_VIEW_DIRECTION=[0,1,0], SCAN_CENTER=[0.0,0.0,0.0], NUM_ITERATIONS=10000, HISTORY_INTERVAL=1000, MAX_SOURCES_TO_REPORT=1, MIN_SOURCE_DISTANCE=0.08, ACTIVITY_MAX_RELATIVE_DROP=0.5, PRINT_GENERATED_COUNTS_TABLE=False, UPDATE_FRAME_MAX_VOXELS=1000, GIF_FPS=1.0, AXIS_LIMITS_3D=[[-1,1],[-1,1],[-1,1]] | 1.0 | 1000.0 | 100.0 | 1.0 | 0.08 | 4.5 | 5000.0 | 1000.0 | 1.0 | 4.5 | 10.0 | 0.0 | 0.0 | 73.81591779999872 | 0.18 | -0.2 | 0.2 | 0.08333333333333326 | -0.5 | 0.08333333333333326 | 45.423797164857476 | 0.33608861265379936 | 0.33608861265379936 | 14 | 0.12658704695383893 | 0.13808210118138659 | 0.24749214552457094 | 0.25378016442439616 | 0.3319108777902775
135 | motion_uncertainty | reconstruction_method=mlem, SEED=11, NUM_MEASUREMENTS=50, TRUE_SOURCE_SPECS=[{"position":[0.18,-0.2,0.2],"relative_strength":1.0}], NUM_CHANNELS=16, DIODE_PITCH=0.006, SEARCH_MIN=[-0.5,-0.5,-0.5], SEARCH_MAX=[0.5,0.5,0.5], GRID_SIZE=13, TRAJECTORY_MODE=grid, LATERAL_SPAN=0.6, VERTICAL_SPAN=0.36, BASE_DISTANCE=1, DISTANCE_SPAN=0.18, ORBIT_RADIUS=1.3, ORBIT_RADIUS_SPAN=0, ORBIT_ANGLE_SPAN_DEG=360.0, ORBIT_START_ANGLE_DEG=0.0, ORBIT_VERTICAL_SPAN=0.0, ORIENTATION_MODE=fixed, FIXED_VIEW_DIRECTION=[0,1,0], SCAN_CENTER=[0.0,0.0,0.0], NUM_ITERATIONS=10000, HISTORY_INTERVAL=1000, MAX_SOURCES_TO_REPORT=1, MIN_SOURCE_DISTANCE=0.08, ACTIVITY_MAX_RELATIVE_DROP=0.5, PRINT_GENERATED_COUNTS_TABLE=False, UPDATE_FRAME_MAX_VOXELS=1000, GIF_FPS=1.0, AXIS_LIMITS_3D=[[-1,1],[-1,1],[-1,1]] | 1.0 | 1000.0 | 100.0 | 1.0 | 0.08 | 4.5 | 5000.0 | 1000.0 | 1.0 | 4.5 | 10.0 | 0.0 | 10.0 | 67.68982839999808 | 0.18 | -0.2 | 0.2 | 0.08333333333333326 | -0.5 | 0.08333333333333326 | 42.05904622201232 | 0.33608861265379936 | 0.33608861265379936 | 22 | 0.18920466905618136 | 0.061553951042064646 | 0.22836221304630105 | 0.2322926807566066 | 0.33831199547965085
140 | motion_uncertainty | reconstruction_method=mlem, SEED=11, NUM_MEASUREMENTS=50, TRUE_SOURCE_SPECS=[{"position":[0.18,-0.2,0.2],"relative_strength":1.0}], NUM_CHANNELS=16, DIODE_PITCH=0.006, SEARCH_MIN=[-0.5,-0.5,-0.5], SEARCH_MAX=[0.5,0.5,0.5], GRID_SIZE=13, TRAJECTORY_MODE=grid, LATERAL_SPAN=0.6, VERTICAL_SPAN=0.36, BASE_DISTANCE=1, DISTANCE_SPAN=0.18, ORBIT_RADIUS=1.3, ORBIT_RADIUS_SPAN=0, ORBIT_ANGLE_SPAN_DEG=360.0, ORBIT_START_ANGLE_DEG=0.0, ORBIT_VERTICAL_SPAN=0.0, ORIENTATION_MODE=fixed, FIXED_VIEW_DIRECTION=[0,1,0], SCAN_CENTER=[0.0,0.0,0.0], NUM_ITERATIONS=10000, HISTORY_INTERVAL=1000, MAX_SOURCES_TO_REPORT=1, MIN_SOURCE_DISTANCE=0.08, ACTIVITY_MAX_RELATIVE_DROP=0.5, PRINT_GENERATED_COUNTS_TABLE=False, UPDATE_FRAME_MAX_VOXELS=1000, GIF_FPS=1.0, AXIS_LIMITS_3D=[[-1,1],[-1,1],[-1,1]] | 1.0 | 1000.0 | 100.0 | 1.0 | 0.08 | 4.5 | 5000.0 | 1000.0 | 1.0 | 4.5 | 10.0 | 10.0 | 10.0 | 70.60019340000144 | 0.18 | -0.2 | 0.2 | 0.08333333333333326 | -0.5 | 0.08333333333333326 | 37.8427341721835 | 0.33608861265379936 | 0.33608861265379936 | 17 | 0.15057619913677214 | 0.13808210118138659 | 0.2596036017971671 | 0.2651762410633634 | 0.33707678279862224
136 | motion_uncertainty | reconstruction_method=mlem, SEED=11, NUM_MEASUREMENTS=50, TRUE_SOURCE_SPECS=[{"position":[0.18,-0.2,0.2],"relative_strength":1.0}], NUM_CHANNELS=16, DIODE_PITCH=0.006, SEARCH_MIN=[-0.5,-0.5,-0.5], SEARCH_MAX=[0.5,0.5,0.5], GRID_SIZE=13, TRAJECTORY_MODE=grid, LATERAL_SPAN=0.6, VERTICAL_SPAN=0.36, BASE_DISTANCE=1, DISTANCE_SPAN=0.18, ORBIT_RADIUS=1.3, ORBIT_RADIUS_SPAN=0, ORBIT_ANGLE_SPAN_DEG=360.0, ORBIT_START_ANGLE_DEG=0.0, ORBIT_VERTICAL_SPAN=0.0, ORIENTATION_MODE=fixed, FIXED_VIEW_DIRECTION=[0,1,0], SCAN_CENTER=[0.0,0.0,0.0], NUM_ITERATIONS=10000, HISTORY_INTERVAL=1000, MAX_SOURCES_TO_REPORT=1, MIN_SOURCE_DISTANCE=0.08, ACTIVITY_MAX_RELATIVE_DROP=0.5, PRINT_GENERATED_COUNTS_TABLE=False, UPDATE_FRAME_MAX_VOXELS=1000, GIF_FPS=1.0, AXIS_LIMITS_3D=[[-1,1],[-1,1],[-1,1]] | 1.0 | 1000.0 | 100.0 | 1.0 | 0.08 | 4.5 | 5000.0 | 1000.0 | 1.0 | 4.5 | 10.0 | 0.0 | 25.0 | 66.38600750000114 | 0.18 | -0.2 | 0.2 | 0.33333333333333326 | -0.5 | 0.16666666666666663 | 39.394068570640904 | 0.3385590380158566 | 0.3385590380158566 | 30 | 0.2587263204436975 | 0.0489897948556636 | 0.21330482042464136 | 0.22022743062357042 | 0.33984728182253016
137 | motion_uncertainty | reconstruction_method=mlem, SEED=11, NUM_MEASUREMENTS=50, TRUE_SOURCE_SPECS=[{"position":[0.18,-0.2,0.2],"relative_strength":1.0}], NUM_CHANNELS=16, DIODE_PITCH=0.006, SEARCH_MIN=[-0.5,-0.5,-0.5], SEARCH_MAX=[0.5,0.5,0.5], GRID_SIZE=13, TRAJECTORY_MODE=grid, LATERAL_SPAN=0.6, VERTICAL_SPAN=0.36, BASE_DISTANCE=1, DISTANCE_SPAN=0.18, ORBIT_RADIUS=1.3, ORBIT_RADIUS_SPAN=0, ORBIT_ANGLE_SPAN_DEG=360.0, ORBIT_START_ANGLE_DEG=0.0, ORBIT_VERTICAL_SPAN=0.0, ORIENTATION_MODE=fixed, FIXED_VIEW_DIRECTION=[0,1,0], SCAN_CENTER=[0.0,0.0,0.0], NUM_ITERATIONS=10000, HISTORY_INTERVAL=1000, MAX_SOURCES_TO_REPORT=1, MIN_SOURCE_DISTANCE=0.08, ACTIVITY_MAX_RELATIVE_DROP=0.5, PRINT_GENERATED_COUNTS_TABLE=False, UPDATE_FRAME_MAX_VOXELS=1000, GIF_FPS=1.0, AXIS_LIMITS_3D=[[-1,1],[-1,1],[-1,1]] | 1.0 | 1000.0 | 100.0 | 1.0 | 0.08 | 4.5 | 5000.0 | 1000.0 | 1.0 | 4.5 | 10.0 | 0.0 | 45.0 | 71.65332699999999 | 0.18 | -0.2 | 0.2 | 0.0 | -0.5 | 0.16666666666666663 | 48.27804920348241 | 0.351441476082592 | 0.351441476082592 | 20 | 0.22170793745738052 | 0.061553951042064646 | 0.2460241402944669 | 0.25304602785276215 | 0.33984728182253016
138 | motion_uncertainty | reconstruction_method=mlem, SEED=11, NUM_MEASUREMENTS=50, TRUE_SOURCE_SPECS=[{"position":[0.18,-0.2,0.2],"relative_strength":1.0}], NUM_CHANNELS=16, DIODE_PITCH=0.006, SEARCH_MIN=[-0.5,-0.5,-0.5], SEARCH_MAX=[0.5,0.5,0.5], GRID_SIZE=13, TRAJECTORY_MODE=grid, LATERAL_SPAN=0.6, VERTICAL_SPAN=0.36, BASE_DISTANCE=1, DISTANCE_SPAN=0.18, ORBIT_RADIUS=1.3, ORBIT_RADIUS_SPAN=0, ORBIT_ANGLE_SPAN_DEG=360.0, ORBIT_START_ANGLE_DEG=0.0, ORBIT_VERTICAL_SPAN=0.0, ORIENTATION_MODE=fixed, FIXED_VIEW_DIRECTION=[0,1,0], SCAN_CENTER=[0.0,0.0,0.0], NUM_ITERATIONS=10000, HISTORY_INTERVAL=1000, MAX_SOURCES_TO_REPORT=1, MIN_SOURCE_DISTANCE=0.08, ACTIVITY_MAX_RELATIVE_DROP=0.5, PRINT_GENERATED_COUNTS_TABLE=False, UPDATE_FRAME_MAX_VOXELS=1000, GIF_FPS=1.0, AXIS_LIMITS_3D=[[-1,1],[-1,1],[-1,1]] | 1.0 | 1000.0 | 100.0 | 1.0 | 0.08 | 4.5 | 5000.0 | 1000.0 | 1.0 | 4.5 | 10.0 | 0.0 | 60.0 | 72.022956599998 | 0.18 | -0.2 | 0.2 | 0.0 | -0.5 | 0.25 | 57.56213507477477 | 0.35341194094144585 | 0.35341194094144585 | 16 | 0.21803456360316903 | 0.13808210118138659 | 0.27533834769964266 | 0.2772808784097738 | 0.35242670851201896
45 | k_model | reconstruction_method=mlem, SEED=11, NUM_MEASUREMENTS=50, TRUE_SOURCE_SPECS=[{"position":[0.18,-0.2,0.2],"relative_strength":1.0}], NUM_CHANNELS=16, DIODE_PITCH=0.006, SEARCH_MIN=[-0.5,-0.5,-0.5], SEARCH_MAX=[0.5,0.5,0.5], GRID_SIZE=13, TRAJECTORY_MODE=grid, LATERAL_SPAN=0.6, VERTICAL_SPAN=0.36, BASE_DISTANCE=1, DISTANCE_SPAN=0.18, ORBIT_RADIUS=1.3, ORBIT_RADIUS_SPAN=0, ORBIT_ANGLE_SPAN_DEG=360.0, ORBIT_START_ANGLE_DEG=0.0, ORBIT_VERTICAL_SPAN=0.0, ORIENTATION_MODE=fixed, FIXED_VIEW_DIRECTION=[0,1,0], SCAN_CENTER=[0.0,0.0,0.0], NUM_ITERATIONS=10000, HISTORY_INTERVAL=1000, MAX_SOURCES_TO_REPORT=1, MIN_SOURCE_DISTANCE=0.08, ACTIVITY_MAX_RELATIVE_DROP=0.5, PRINT_GENERATED_COUNTS_TABLE=False, UPDATE_FRAME_MAX_VOXELS=1000, GIF_FPS=1.0, AXIS_LIMITS_3D=[[-1,1],[-1,1],[-1,1]] | 1.0 | 1000.0 | 100.0 | 1.0 | 0.08 | 2 | 5000.0 | 1000.0 | 1.0 | 3 | 10.0 | 0.0 | 0.0 | 18.971432800000912 | 0.18 | -0.2 | 0.2 | 0.25 | -0.5 | 0.0 | 74.54040489147933 | 0.3672873534441392 | 0.3672873534441392 | 5 | 0.07230437672622989 | 0.32216282977539307 | 0.34164558297279635 | 0.34431279155486944 | 0.3646930427623215
46 | k_model | reconstruction_method=mlem, SEED=11, NUM_MEASUREMENTS=50, TRUE_SOURCE_SPECS=[{"position":[0.18,-0.2,0.2],"relative_strength":1.0}], NUM_CHANNELS=16, DIODE_PITCH=0.006, SEARCH_MIN=[-0.5,-0.5,-0.5], SEARCH_MAX=[0.5,0.5,0.5], GRID_SIZE=13, TRAJECTORY_MODE=grid, LATERAL_SPAN=0.6, VERTICAL_SPAN=0.36, BASE_DISTANCE=1, DISTANCE_SPAN=0.18, ORBIT_RADIUS=1.3, ORBIT_RADIUS_SPAN=0, ORBIT_ANGLE_SPAN_DEG=360.0, ORBIT_START_ANGLE_DEG=0.0, ORBIT_VERTICAL_SPAN=0.0, ORIENTATION_MODE=fixed, FIXED_VIEW_DIRECTION=[0,1,0], SCAN_CENTER=[0.0,0.0,0.0], NUM_ITERATIONS=10000, HISTORY_INTERVAL=1000, MAX_SOURCES_TO_REPORT=1, MIN_SOURCE_DISTANCE=0.08, ACTIVITY_MAX_RELATIVE_DROP=0.5, PRINT_GENERATED_COUNTS_TABLE=False, UPDATE_FRAME_MAX_VOXELS=1000, GIF_FPS=1.0, AXIS_LIMITS_3D=[[-1,1],[-1,1],[-1,1]] | 1.0 | 1000.0 | 100.0 | 1.0 | 0.08 | 2 | 5000.0 | 1000.0 | 1.0 | 4.5 | 10.0 | 0.0 | 0.0 | 16.67914870000095 | 0.18 | -0.2 | 0.2 | 0.25 | -0.5 | 0.0 | 208.16377614810443 | 0.3672873534441392 | 0.3672873534441392 | 5 | 0.19370358815215674 | 0.3285659074760428 | 0.45972183015272144 | 0.47548437128422283 | 0.6619967366660392
52 | k_model | reconstruction_method=mlem, SEED=11, NUM_MEASUREMENTS=50, TRUE_SOURCE_SPECS=[{"position":[0.18,-0.2,0.2],"relative_strength":1.0}], NUM_CHANNELS=16, DIODE_PITCH=0.006, SEARCH_MIN=[-0.5,-0.5,-0.5], SEARCH_MAX=[0.5,0.5,0.5], GRID_SIZE=13, TRAJECTORY_MODE=grid, LATERAL_SPAN=0.6, VERTICAL_SPAN=0.36, BASE_DISTANCE=1, DISTANCE_SPAN=0.18, ORBIT_RADIUS=1.3, ORBIT_RADIUS_SPAN=0, ORBIT_ANGLE_SPAN_DEG=360.0, ORBIT_START_ANGLE_DEG=0.0, ORBIT_VERTICAL_SPAN=0.0, ORIENTATION_MODE=fixed, FIXED_VIEW_DIRECTION=[0,1,0], SCAN_CENTER=[0.0,0.0,0.0], NUM_ITERATIONS=10000, HISTORY_INTERVAL=1000, MAX_SOURCES_TO_REPORT=1, MIN_SOURCE_DISTANCE=0.08, ACTIVITY_MAX_RELATIVE_DROP=0.5, PRINT_GENERATED_COUNTS_TABLE=False, UPDATE_FRAME_MAX_VOXELS=1000, GIF_FPS=1.0, AXIS_LIMITS_3D=[[-1,1],[-1,1],[-1,1]] | 1.0 | 1000.0 | 100.0 | 1.0 | 0.08 | 4.5 | 5000.0 | 1000.0 | 1.0 | 6 | 10.0 | 0.0 | 0.0 | 18.300107400000343 | 0.18 | -0.2 | 0.2 | 0.25 | -0.5 | 0.0 | 54.13830154163236 | 0.3672873534441392 | 0.3672873534441392 | 11 | 0.10345721222877483 | 0.3021405118299909 | 0.33734194371295234 | 0.33805996013219247 | 0.36879684259916207
7 | background_20000 | reconstruction_method=mlem, SEED=11, NUM_MEASUREMENTS=50, TRUE_SOURCE_SPECS=[{"position":[0.18,-0.2,0.2],"relative_strength":1.0}], NUM_CHANNELS=16, DIODE_PITCH=0.006, SEARCH_MIN=[-0.5,-0.5,-0.5], SEARCH_MAX=[0.5,0.5,0.5], GRID_SIZE=13, TRAJECTORY_MODE=grid, LATERAL_SPAN=0.6, VERTICAL_SPAN=0.36, BASE_DISTANCE=1, DISTANCE_SPAN=0.18, ORBIT_RADIUS=1.3, ORBIT_RADIUS_SPAN=0, ORBIT_ANGLE_SPAN_DEG=360.0, ORBIT_START_ANGLE_DEG=0.0, ORBIT_VERTICAL_SPAN=0.0, ORIENTATION_MODE=fixed, FIXED_VIEW_DIRECTION=[0,1,0], SCAN_CENTER=[0.0,0.0,0.0], NUM_ITERATIONS=10000, HISTORY_INTERVAL=1000, MAX_SOURCES_TO_REPORT=1, MIN_SOURCE_DISTANCE=0.08, ACTIVITY_MAX_RELATIVE_DROP=0.5, PRINT_GENERATED_COUNTS_TABLE=False, UPDATE_FRAME_MAX_VOXELS=1000, GIF_FPS=1.0, AXIS_LIMITS_3D=[[-1,1],[-1,1],[-1,1]] | 1.0 | 20000.0 | 1000.0 | 1.0 | 0.08 | 4.5 | 5000.0 | 15000.0 | 1.0 | 4.5 | 10.0 | 0.0 | 0.0 | 15.386109699998997 | 0.18 | -0.2 | 0.2 | 0.5 | -0.5 | -0.5 | 428.40991323547365 | 0.8260750571225353 | 0.8260750571225353 | 13 | 0.15510108638785924 | 0.42447353012617617 | 0.7599210372321769 | 0.7668101759124368 | 1.1277292959669776
47 | k_model | reconstruction_method=mlem, SEED=11, NUM_MEASUREMENTS=50, TRUE_SOURCE_SPECS=[{"position":[0.18,-0.2,0.2],"relative_strength":1.0}], NUM_CHANNELS=16, DIODE_PITCH=0.006, SEARCH_MIN=[-0.5,-0.5,-0.5], SEARCH_MAX=[0.5,0.5,0.5], GRID_SIZE=13, TRAJECTORY_MODE=grid, LATERAL_SPAN=0.6, VERTICAL_SPAN=0.36, BASE_DISTANCE=1, DISTANCE_SPAN=0.18, ORBIT_RADIUS=1.3, ORBIT_RADIUS_SPAN=0, ORBIT_ANGLE_SPAN_DEG=360.0, ORBIT_START_ANGLE_DEG=0.0, ORBIT_VERTICAL_SPAN=0.0, ORIENTATION_MODE=fixed, FIXED_VIEW_DIRECTION=[0,1,0], SCAN_CENTER=[0.0,0.0,0.0], NUM_ITERATIONS=10000, HISTORY_INTERVAL=1000, MAX_SOURCES_TO_REPORT=1, MIN_SOURCE_DISTANCE=0.08, ACTIVITY_MAX_RELATIVE_DROP=0.5, PRINT_GENERATED_COUNTS_TABLE=False, UPDATE_FRAME_MAX_VOXELS=1000, GIF_FPS=1.0, AXIS_LIMITS_3D=[[-1,1],[-1,1],[-1,1]] | 1.0 | 1000.0 | 100.0 | 1.0 | 0.08 | 2 | 5000.0 | 1000.0 | 1.0 | 6 | 10.0 | 0.0 | 0.0 | 16.786207600000125 | 0.18 | -0.2 | 0.2 | 0.5 | -0.5 | -0.5 | 314.08541498455486 | 0.8260750571225353 | 0.8260750571225353 | 4 | 0.18670464809369033 | 0.3285659074760428 | 0.47068247369557803 | 0.5098437845953904 | 0.6884387460190166
48 | k_model | reconstruction_method=mlem, SEED=11, NUM_MEASUREMENTS=50, TRUE_SOURCE_SPECS=[{"position":[0.18,-0.2,0.2],"relative_strength":1.0}], NUM_CHANNELS=16, DIODE_PITCH=0.006, SEARCH_MIN=[-0.5,-0.5,-0.5], SEARCH_MAX=[0.5,0.5,0.5], GRID_SIZE=13, TRAJECTORY_MODE=grid, LATERAL_SPAN=0.6, VERTICAL_SPAN=0.36, BASE_DISTANCE=1, DISTANCE_SPAN=0.18, ORBIT_RADIUS=1.3, ORBIT_RADIUS_SPAN=0, ORBIT_ANGLE_SPAN_DEG=360.0, ORBIT_START_ANGLE_DEG=0.0, ORBIT_VERTICAL_SPAN=0.0, ORIENTATION_MODE=fixed, FIXED_VIEW_DIRECTION=[0,1,0], SCAN_CENTER=[0.0,0.0,0.0], NUM_ITERATIONS=10000, HISTORY_INTERVAL=1000, MAX_SOURCES_TO_REPORT=1, MIN_SOURCE_DISTANCE=0.08, ACTIVITY_MAX_RELATIVE_DROP=0.5, PRINT_GENERATED_COUNTS_TABLE=False, UPDATE_FRAME_MAX_VOXELS=1000, GIF_FPS=1.0, AXIS_LIMITS_3D=[[-1,1],[-1,1],[-1,1]] | 1.0 | 1000.0 | 100.0 | 1.0 | 0.08 | 2 | 5000.0 | 1000.0 | 1.0 | 9 | 10.0 | 0.0 | 0.0 | 17.179016899999624 | 0.18 | -0.2 | 0.2 | 0.5 | -0.5 | -0.5 | 331.5644895837642 | 0.8260750571225353 | 0.8260750571225353 | 9 | 0.28985400971153563 | 0.30443025108845173 | 0.48179413145019584 | 0.5046998799083775 | 0.7912629329129502
4 | background_5000 | reconstruction_method=mlem, SEED=11, NUM_MEASUREMENTS=50, TRUE_SOURCE_SPECS=[{"position":[0.18,-0.2,0.2],"relative_strength":1.0}], NUM_CHANNELS=16, DIODE_PITCH=0.006, SEARCH_MIN=[-0.5,-0.5,-0.5], SEARCH_MAX=[0.5,0.5,0.5], GRID_SIZE=13, TRAJECTORY_MODE=grid, LATERAL_SPAN=0.6, VERTICAL_SPAN=0.36, BASE_DISTANCE=1, DISTANCE_SPAN=0.18, ORBIT_RADIUS=1.3, ORBIT_RADIUS_SPAN=0, ORBIT_ANGLE_SPAN_DEG=360.0, ORBIT_START_ANGLE_DEG=0.0, ORBIT_VERTICAL_SPAN=0.0, ORIENTATION_MODE=fixed, FIXED_VIEW_DIRECTION=[0,1,0], SCAN_CENTER=[0.0,0.0,0.0], NUM_ITERATIONS=10000, HISTORY_INTERVAL=1000, MAX_SOURCES_TO_REPORT=1, MIN_SOURCE_DISTANCE=0.08, ACTIVITY_MAX_RELATIVE_DROP=0.5, PRINT_GENERATED_COUNTS_TABLE=False, UPDATE_FRAME_MAX_VOXELS=1000, GIF_FPS=1.0, AXIS_LIMITS_3D=[[-1,1],[-1,1],[-1,1]] | 1.0 | 5000.0 | 300.0 | 1.0 | 0.08 | 4.5 | 5000.0 | 3000.0 | 1.0 | 4.5 | 10.0 | 0.0 | 0.0 | 17.002205299999332 | 0.18 | -0.2 | 0.2 | -0.5 | 0.5 | 0.5 | 203.32874042286858 | 1.0209799214480175 | 1.0209799214480175 | 13 | 0.14478828897723342 | 0.33608861265379936 | 0.76056977241749 | 0.7948978214975528 | 1.0167183708555083

## parameter_sweep_results
case_index,sweep_group,fixed_overrides,MEASUREMENT_DURATION_SECONDS,BACKGROUND_MEAN_PER_SECOND,BACKGROUND_CHANNEL_STD_PER_SECOND,CHANNEL_SCALE_MEAN,CHANNEL_SCALE_STD,GENERATION_K,PEAK_TOTAL_SOURCE_SIGNAL_PER_SECOND,ASSUMED_BACKGROUND_MEAN_PER_SECOND,ASSUMED_CHANNEL_SCALE,ASSUMED_K,ANGULAR_JITTER_DEG,FIXED_SWEEP_Z_DEG,FIXED_SWEEP_X_DEG,elapsed_seconds,true_source_x,true_source_y,true_source_z,estimated_peak_x,estimated_peak_y,estimated_peak_z,estimated_peak_activity,estimated_peak_error_m,estimated_total_error_m,selected_voxel_count,selected_activity_fraction,activity_distance_min_m,activity_distance_mean_m,activity_distance_weighted_mean_m,activity_distance_p90_m
1,background_1000,"reconstruction_method=mlem, SEED=11, NUM_MEASUREMENTS=50, TRUE_SOURCE_SPECS=[{""position"":[0.18,-0.2,0.2],""relative_strength"":1.0}], NUM_CHANNELS=16, DIODE_PITCH=0.006, SEARCH_MIN=[-0.5,-0.5,-0.5], SEARCH_MAX=[0.5,0.5,0.5], GRID_SIZE=13, TRAJECTORY_MODE=grid, LATERAL_SPAN=0.6, VERTICAL_SPAN=0.36, BASE_DISTANCE=1, DISTANCE_SPAN=0.18, ORBIT_RADIUS=1.3, ORBIT_RADIUS_SPAN=0, ORBIT_ANGLE_SPAN_DEG=360.0, ORBIT_START_ANGLE_DEG=0.0, ORBIT_VERTICAL_SPAN=0.0, ORIENTATION_MODE=fixed, FIXED_VIEW_DIRECTION=[0,1,0], SCAN_CENTER=[0.0,0.0,0.0], NUM_ITERATIONS=10000, HISTORY_INTERVAL=1000, MAX_SOURCES_TO_REPORT=1, MIN_SOURCE_DISTANCE=0.08, ACTIVITY_MAX_RELATIVE_DROP=0.5, PRINT_GENERATED_COUNTS_TABLE=False, UPDATE_FRAME_MAX_VOXELS=1000, GIF_FPS=1.0, AXIS_LIMITS_3D=[[-1,1],[-1,1],[-1,1]]",1.0,1000.0,100.0,1.0,0.08,4.5,5000.0,700.0,1.0,4.5,10.0,0.0,0.0,19.197884000001068,0.18,-0.2,0.2,0.08333333333333326,-0.5,0.08333333333333326,56.063330382137586,0.33608861265379936,0.33608861265379936,10,0.07922724124646795,0.2196208854670551,0.3110749706754017,0.31647102682482087,0.35195153190425427
2,background_1000,"reconstruction_method=mlem, SEED=11, NUM_MEASUREMENTS=50, TRUE_SOURCE_SPECS=[{""position"":[0.18,-0.2,0.2],""relative_strength"":1.0}], NUM_CHANNELS=16, DIODE_PITCH=0.006, SEARCH_MIN=[-0.5,-0.5,-0.5], SEARCH_MAX=[0.5,0.5,0.5], GRID_SIZE=13, TRAJECTORY_MODE=grid, LATERAL_SPAN=0.6, VERTICAL_SPAN=0.36, BASE_DISTANCE=1, DISTANCE_SPAN=0.18, ORBIT_RADIUS=1.3, ORBIT_RADIUS_SPAN=0, ORBIT_ANGLE_SPAN_DEG=360.0, ORBIT_START_ANGLE_DEG=0.0, ORBIT_VERTICAL_SPAN=0.0, ORIENTATION_MODE=fixed, FIXED_VIEW_DIRECTION=[0,1,0], SCAN_CENTER=[0.0,0.0,0.0], NUM_ITERATIONS=10000, HISTORY_INTERVAL=1000, MAX_SOURCES_TO_REPORT=1, MIN_SOURCE_DISTANCE=0.08, ACTIVITY_MAX_RELATIVE_DROP=0.5, PRINT_GENERATED_COUNTS_TABLE=False, UPDATE_FRAME_MAX_VOXELS=1000, GIF_FPS=1.0, AXIS_LIMITS_3D=[[-1,1],[-1,1],[-1,1]]",1.0,1000.0,100.0,1.0,0.08,4.5,5000.0,1000.0,1.0,4.5,10.0,0.0,0.0,15.801418199998807,0.18,-0.2,0.2,0.08333333333333326,-0.5,0.08333333333333326,45.423797164857476,0.33608861265379936,0.33608861265379936,14,0.12658704695383893,0.13808210118138659,0.24749214552457094,0.25378016442439616,0.3319108777902775
3,background_1000,"reconstruction_method=mlem, SEED=11, NUM_MEASUREMENTS=50, TRUE_SOURCE_SPECS=[{""position"":[0.18,-0.2,0.2],""relative_strength"":1.0}], NUM_CHANNELS=16, DIODE_PITCH=0.006, SEARCH_MIN=[-0.5,-0.5,-0.5], SEARCH_MAX=[0.5,0.5,0.5], GRID_SIZE=13, TRAJECTORY_MODE=grid, LATERAL_SPAN=0.6, VERTICAL_SPAN=0.36, BASE_DISTANCE=1, DISTANCE_SPAN=0.18, ORBIT_RADIUS=1.3, ORBIT_RADIUS_SPAN=0, ORBIT_ANGLE_SPAN_DEG=360.0, ORBIT_START_ANGLE_DEG=0.0, ORBIT_VERTICAL_SPAN=0.0, ORIENTATION_MODE=fixed, FIXED_VIEW_DIRECTION=[0,1,0], SCAN_CENTER=[0.0,0.0,0.0], NUM_ITERATIONS=10000, HISTORY_INTERVAL=1000, MAX_SOURCES_TO_REPORT=1, MIN_SOURCE_DISTANCE=0.08, ACTIVITY_MAX_RELATIVE_DROP=0.5, PRINT_GENERATED_COUNTS_TABLE=False, UPDATE_FRAME_MAX_VOXELS=1000, GIF_FPS=1.0, AXIS_LIMITS_3D=[[-1,1],[-1,1],[-1,1]]",1.0,1000.0,100.0,1.0,0.08,4.5,5000.0,3000.0,1.0,4.5,10.0,0.0,0.0,56.87160959999892,0.18,-0.2,0.2,0.25,-0.5,0.16666666666666663,411.4913464754722,0.30985659765625634,0.30985659765625634,2,0.999999987546671,0.3021405118299909,0.30599855474312365,0.30725638545478845,0.3090849890736298
4,background_5000,"reconstruction_method=mlem, SEED=11, NUM_MEASUREMENTS=50, TRUE_SOURCE_SPECS=[{""position"":[0.18,-0.2,0.2],""relative_strength"":1.0}], NUM_CHANNELS=16, DIODE_PITCH=0.006, SEARCH_MIN=[-0.5,-0.5,-0.5], SEARCH_MAX=[0.5,0.5,0.5], GRID_SIZE=13, TRAJECTORY_MODE=grid, LATERAL_SPAN=0.6, VERTICAL_SPAN=0.36, BASE_DISTANCE=1, DISTANCE_SPAN=0.18, ORBIT_RADIUS=1.3, ORBIT_RADIUS_SPAN=0, ORBIT_ANGLE_SPAN_DEG=360.0, ORBIT_START_ANGLE_DEG=0.0, ORBIT_VERTICAL_SPAN=0.0, ORIENTATION_MODE=fixed, FIXED_VIEW_DIRECTION=[0,1,0], SCAN_CENTER=[0.0,0.0,0.0], NUM_ITERATIONS=10000, HISTORY_INTERVAL=1000, MAX_SOURCES_TO_REPORT=1, MIN_SOURCE_DISTANCE=0.08, ACTIVITY_MAX_RELATIVE_DROP=0.5, PRINT_GENERATED_COUNTS_TABLE=False, UPDATE_FRAME_MAX_VOXELS=1000, GIF_FPS=1.0, AXIS_LIMITS_3D=[[-1,1],[-1,1],[-1,1]]",1.0,5000.0,300.0,1.0,0.08,4.5,5000.0,3000.0,1.0,4.5,10.0,0.0,0.0,17.002205299999332,0.18,-0.2,0.2,-0.5,0.5,0.5,203.32874042286858,1.0209799214480175,1.0209799214480175,13,0.14478828897723342,0.33608861265379936,0.76056977241749,0.7948978214975528,1.0167183708555083
5,background_5000,"reconstruction_method=mlem, SEED=11, NUM_MEASUREMENTS=50, TRUE_SOURCE_SPECS=[{""position"":[0.18,-0.2,0.2],""relative_strength"":1.0}], NUM_CHANNELS=16, DIODE_PITCH=0.006, SEARCH_MIN=[-0.5,-0.5,-0.5], SEARCH_MAX=[0.5,0.5,0.5], GRID_SIZE=13, TRAJECTORY_MODE=grid, LATERAL_SPAN=0.6, VERTICAL_SPAN=0.36, BASE_DISTANCE=1, DISTANCE_SPAN=0.18, ORBIT_RADIUS=1.3, ORBIT_RADIUS_SPAN=0, ORBIT_ANGLE_SPAN_DEG=360.0, ORBIT_START_ANGLE_DEG=0.0, ORBIT_VERTICAL_SPAN=0.0, ORIENTATION_MODE=fixed, FIXED_VIEW_DIRECTION=[0,1,0], SCAN_CENTER=[0.0,0.0,0.0], NUM_ITERATIONS=10000, HISTORY_INTERVAL=1000, MAX_SOURCES_TO_REPORT=1, MIN_SOURCE_DISTANCE=0.08, ACTIVITY_MAX_RELATIVE_DROP=0.5, PRINT_GENERATED_COUNTS_TABLE=False, UPDATE_FRAME_MAX_VOXELS=1000, GIF_FPS=1.0, AXIS_LIMITS_3D=[[-1,1],[-1,1],[-1,1]]",1.0,5000.0,300.0,1.0,0.08,4.5,5000.0,5000.0,1.0,4.5,10.0,0.0,0.0,17.180076099999496,0.18,-0.2,0.2,0.08333333333333326,-0.5,0.16666666666666663,46.84426135928549,0.31694724412046177,0.31694724412046177,12,0.10831733292147822,0.2196208854670551,0.30437276579985223,0.3062180053550529,0.3501532322759185
6,background_5000,"reconstruction_method=mlem, SEED=11, NUM_MEASUREMENTS=50, TRUE_SOURCE_SPECS=[{""position"":[0.18,-0.2,0.2],""relative_strength"":1.0}], NUM_CHANNELS=16, DIODE_PITCH=0.006, SEARCH_MIN=[-0.5,-0.5,-0.5], SEARCH_MAX=[0.5,0.5,0.5], GRID_SIZE=13, TRAJECTORY_MODE=grid, LATERAL_SPAN=0.6, VERTICAL_SPAN=0.36, BASE_DISTANCE=1, DISTANCE_SPAN=0.18, ORBIT_RADIUS=1.3, ORBIT_RADIUS_SPAN=0, ORBIT_ANGLE_SPAN_DEG=360.0, ORBIT_START_ANGLE_DEG=0.0, ORBIT_VERTICAL_SPAN=0.0, ORIENTATION_MODE=fixed, FIXED_VIEW_DIRECTION=[0,1,0], SCAN_CENTER=[0.0,0.0,0.0], NUM_ITERATIONS=10000, HISTORY_INTERVAL=1000, MAX_SOURCES_TO_REPORT=1, MIN_SOURCE_DISTANCE=0.08, ACTIVITY_MAX_RELATIVE_DROP=0.5, PRINT_GENERATED_COUNTS_TABLE=False, UPDATE_FRAME_MAX_VOXELS=1000, GIF_FPS=1.0, AXIS_LIMITS_3D=[[-1,1],[-1,1],[-1,1]]",1.0,5000.0,300.0,1.0,0.08,4.5,5000.0,8000.0,1.0,4.5,10.0,0.0,0.0,48.688974900000176,0.18,-0.2,0.2,0.25,-0.5,0.16666666666666663,118.67839105260076,0.30985659765625634,0.30985659765625634,1,0.6735705429457353,0.30985659765625634,0.30985659765625634,0.30985659765625634,0.30985659765625634
7,background_20000,"reconstruction_method=mlem, SEED=11, NUM_MEASUREMENTS=50, TRUE_SOURCE_SPECS=[{""position"":[0.18,-0.2,0.2],""relative_strength"":1.0}], NUM_CHANNELS=16, DIODE_PITCH=0.006, SEARCH_MIN=[-0.5,-0.5,-0.5], SEARCH_MAX=[0.5,0.5,0.5], GRID_SIZE=13, TRAJECTORY_MODE=grid, LATERAL_SPAN=0.6, VERTICAL_SPAN=0.36, BASE_DISTANCE=1, DISTANCE_SPAN=0.18, ORBIT_RADIUS=1.3, ORBIT_RADIUS_SPAN=0, ORBIT_ANGLE_SPAN_DEG=360.0, ORBIT_START_ANGLE_DEG=0.0, ORBIT_VERTICAL_SPAN=0.0, ORIENTATION_MODE=fixed, FIXED_VIEW_DIRECTION=[0,1,0], SCAN_CENTER=[0.0,0.0,0.0], NUM_ITERATIONS=10000, HISTORY_INTERVAL=1000, MAX_SOURCES_TO_REPORT=1, MIN_SOURCE_DISTANCE=0.08, ACTIVITY_MAX_RELATIVE_DROP=0.5, PRINT_GENERATED_COUNTS_TABLE=False, UPDATE_FRAME_MAX_VOXELS=1000, GIF_FPS=1.0, AXIS_LIMITS_3D=[[-1,1],[-1,1],[-1,1]]",1.0,20000.0,1000.0,1.0,0.08,4.5,5000.0,15000.0,1.0,4.5,10.0,0.0,0.0,15.386109699998997,0.18,-0.2,0.2,0.5,-0.5,-0.5,428.40991323547365,0.8260750571225353,0.8260750571225353,13,0.15510108638785924,0.42447353012617617,0.7599210372321769,0.7668101759124368,1.1277292959669776
8,background_20000,"reconstruction_method=mlem, SEED=11, NUM_MEASUREMENTS=50, TRUE_SOURCE_SPECS=[{""position"":[0.18,-0.2,0.2],""relative_strength"":1.0}], NUM_CHANNELS=16, DIODE_PITCH=0.006, SEARCH_MIN=[-0.5,-0.5,-0.5], SEARCH_MAX=[0.5,0.5,0.5], GRID_SIZE=13, TRAJECTORY_MODE=grid, LATERAL_SPAN=0.6, VERTICAL_SPAN=0.36, BASE_DISTANCE=1, DISTANCE_SPAN=0.18, ORBIT_RADIUS=1.3, ORBIT_RADIUS_SPAN=0, ORBIT_ANGLE_SPAN_DEG=360.0, ORBIT_START_ANGLE_DEG=0.0, ORBIT_VERTICAL_SPAN=0.0, ORIENTATION_MODE=fixed, FIXED_VIEW_DIRECTION=[0,1,0], SCAN_CENTER=[0.0,0.0,0.0], NUM_ITERATIONS=10000, HISTORY_INTERVAL=1000, MAX_SOURCES_TO_REPORT=1, MIN_SOURCE_DISTANCE=0.08, ACTIVITY_MAX_RELATIVE_DROP=0.5, PRINT_GENERATED_COUNTS_TABLE=False, UPDATE_FRAME_MAX_VOXELS=1000, GIF_FPS=1.0, AXIS_LIMITS_3D=[[-1,1],[-1,1],[-1,1]]",1.0,20000.0,1000.0,1.0,0.08,4.5,5000.0,20000.0,1.0,4.5,10.0,0.0,0.0,15.818732499999896,0.18,-0.2,0.2,0.08333333333333326,-0.5,0.16666666666666663,45.470775524131405,0.31694724412046177,0.31694724412046177,12,0.09811576329068027,0.2196208854670551,0.313489849055771,0.31481978615811884,0.33831199547965085
9,background_20000,"reconstruction_method=mlem, SEED=11, NUM_MEASUREMENTS=50, TRUE_SOURCE_SPECS=[{""position"":[0.18,-0.2,0.2],""relative_strength"":1.0}], NUM_CHANNELS=16, DIODE_PITCH=0.006, SEARCH_MIN=[-0.5,-0.5,-0.5], SEARCH_MAX=[0.5,0.5,0.5], GRID_SIZE=13, TRAJECTORY_MODE=grid, LATERAL_SPAN=0.6, VERTICAL_SPAN=0.36, BASE_DISTANCE=1, DISTANCE_SPAN=0.18, ORBIT_RADIUS=1.3, ORBIT_RADIUS_SPAN=0, ORBIT_ANGLE_SPAN_DEG=360.0, ORBIT_START_ANGLE_DEG=0.0, ORBIT_VERTICAL_SPAN=0.0, ORIENTATION_MODE=fixed, FIXED_VIEW_DIRECTION=[0,1,0], SCAN_CENTER=[0.0,0.0,0.0], NUM_ITERATIONS=10000, HISTORY_INTERVAL=1000, MAX_SOURCES_TO_REPORT=1, MIN_SOURCE_DISTANCE=0.08, ACTIVITY_MAX_RELATIVE_DROP=0.5, PRINT_GENERATED_COUNTS_TABLE=False, UPDATE_FRAME_MAX_VOXELS=1000, GIF_FPS=1.0, AXIS_LIMITS_3D=[[-1,1],[-1,1],[-1,1]]",1.0,20000.0,1000.0,1.0,0.08,4.5,5000.0,25000.0,1.0,4.5,10.0,0.0,0.0,43.230394300000626,0.18,-0.2,0.2,0.25,-0.5,0.25,2.044202131110877e-269,0.3120897306865447,0.3120897306865447,0,0.0,nan,nan,nan,nan
10,measurement_duration,"reconstruction_method=mlem, SEED=11, NUM_MEASUREMENTS=50, TRUE_SOURCE_SPECS=[{""position"":[0.18,-0.2,0.2],""relative_strength"":1.0}], NUM_CHANNELS=16, DIODE_PITCH=0.006, SEARCH_MIN=[-0.5,-0.5,-0.5], SEARCH_MAX=[0.5,0.5,0.5], GRID_SIZE=13, TRAJECTORY_MODE=grid, LATERAL_SPAN=0.6, VERTICAL_SPAN=0.36, BASE_DISTANCE=1, DISTANCE_SPAN=0.18, ORBIT_RADIUS=1.3, ORBIT_RADIUS_SPAN=0, ORBIT_ANGLE_SPAN_DEG=360.0, ORBIT_START_ANGLE_DEG=0.0, ORBIT_VERTICAL_SPAN=0.0, ORIENTATION_MODE=fixed, FIXED_VIEW_DIRECTION=[0,1,0], SCAN_CENTER=[0.0,0.0,0.0], NUM_ITERATIONS=10000, HISTORY_INTERVAL=1000, MAX_SOURCES_TO_REPORT=1, MIN_SOURCE_DISTANCE=0.08, ACTIVITY_MAX_RELATIVE_DROP=0.5, PRINT_GENERATED_COUNTS_TABLE=False, UPDATE_FRAME_MAX_VOXELS=1000, GIF_FPS=1.0, AXIS_LIMITS_3D=[[-1,1],[-1,1],[-1,1]]",1.0,1000.0,100.0,1.0,0.08,4.5,5000.0,1000.0,1.0,4.5,10.0,0.0,0.0,15.545858800000133,0.18,-0.2,0.2,0.08333333333333326,-0.5,0.08333333333333326,45.423797164857476,0.33608861265379936,0.33608861265379936,14,0.12658704695383893,0.13808210118138659,0.24749214552457094,0.25378016442439616,0.3319108777902775
11,measurement_duration,"reconstruction_method=mlem, SEED=11, NUM_MEASUREMENTS=50, TRUE_SOURCE_SPECS=[{""position"":[0.18,-0.2,0.2],""relative_strength"":1.0}], NUM_CHANNELS=16, DIODE_PITCH=0.006, SEARCH_MIN=[-0.5,-0.5,-0.5], SEARCH_MAX=[0.5,0.5,0.5], GRID_SIZE=13, TRAJECTORY_MODE=grid, LATERAL_SPAN=0.6, VERTICAL_SPAN=0.36, BASE_DISTANCE=1, DISTANCE_SPAN=0.18, ORBIT_RADIUS=1.3, ORBIT_RADIUS_SPAN=0, ORBIT_ANGLE_SPAN_DEG=360.0, ORBIT_START_ANGLE_DEG=0.0, ORBIT_VERTICAL_SPAN=0.0, ORIENTATION_MODE=fixed, FIXED_VIEW_DIRECTION=[0,1,0], SCAN_CENTER=[0.0,0.0,0.0], NUM_ITERATIONS=10000, HISTORY_INTERVAL=1000, MAX_SOURCES_TO_REPORT=1, MIN_SOURCE_DISTANCE=0.08, ACTIVITY_MAX_RELATIVE_DROP=0.5, PRINT_GENERATED_COUNTS_TABLE=False, UPDATE_FRAME_MAX_VOXELS=1000, GIF_FPS=1.0, AXIS_LIMITS_3D=[[-1,1],[-1,1],[-1,1]]",5.0,1000.0,100.0,1.0,0.08,4.5,5000.0,1000.0,1.0,4.5,10.0,0.0,0.0,15.00249089999852,0.18,-0.2,0.2,0.08333333333333326,-0.5,0.08333333333333326,238.47091729820121,0.33608861265379936,0.33608861265379936,12,0.11392832761717882,0.13808210118138659,0.24135715575374497,0.2513363800699713,0.3341744758004656
12,measurement_duration,"reconstruction_method=mlem, SEED=11, NUM_MEASUREMENTS=50, TRUE_SOURCE_SPECS=[{""position"":[0.18,-0.2,0.2],""relative_strength"":1.0}], NUM_CHANNELS=16, DIODE_PITCH=0.006, SEARCH_MIN=[-0.5,-0.5,-0.5], SEARCH_MAX=[0.5,0.5,0.5], GRID_SIZE=13, TRAJECTORY_MODE=grid, LATERAL_SPAN=0.6, VERTICAL_SPAN=0.36, BASE_DISTANCE=1, DISTANCE_SPAN=0.18, ORBIT_RADIUS=1.3, ORBIT_RADIUS_SPAN=0, ORBIT_ANGLE_SPAN_DEG=360.0, ORBIT_START_ANGLE_DEG=0.0, ORBIT_VERTICAL_SPAN=0.0, ORIENTATION_MODE=fixed, FIXED_VIEW_DIRECTION=[0,1,0], SCAN_CENTER=[0.0,0.0,0.0], NUM_ITERATIONS=10000, HISTORY_INTERVAL=1000, MAX_SOURCES_TO_REPORT=1, MIN_SOURCE_DISTANCE=0.08, ACTIVITY_MAX_RELATIVE_DROP=0.5, PRINT_GENERATED_COUNTS_TABLE=False, UPDATE_FRAME_MAX_VOXELS=1000, GIF_FPS=1.0, AXIS_LIMITS_3D=[[-1,1],[-1,1],[-1,1]]",10.0,1000.0,100.0,1.0,0.08,4.5,5000.0,1000.0,1.0,4.5,10.0,0.0,0.0,14.992811899999651,0.18,-0.2,0.2,0.08333333333333326,-0.5,0.08333333333333326,496.75743755197635,0.33608861265379936,0.33608861265379936,9,0.09298778165809861,0.13808210118138659,0.2528198418023113,0.2625041481902837,0.3365826977262108
13,measurement_duration,"reconstruction_method=mlem, SEED=11, NUM_MEASUREMENTS=50, TRUE_SOURCE_SPECS=[{""position"":[0.18,-0.2,0.2],""relative_strength"":1.0}], NUM_CHANNELS=16, DIODE_PITCH=0.006, SEARCH_MIN=[-0.5,-0.5,-0.5], SEARCH_MAX=[0.5,0.5,0.5], GRID_SIZE=13, TRAJECTORY_MODE=grid, LATERAL_SPAN=0.6, VERTICAL_SPAN=0.36, BASE_DISTANCE=1, DISTANCE_SPAN=0.18, ORBIT_RADIUS=1.3, ORBIT_RADIUS_SPAN=0, ORBIT_ANGLE_SPAN_DEG=360.0, ORBIT_START_ANGLE_DEG=0.0, ORBIT_VERTICAL_SPAN=0.0, ORIENTATION_MODE=fixed, FIXED_VIEW_DIRECTION=[0,1,0], SCAN_CENTER=[0.0,0.0,0.0], NUM_ITERATIONS=10000, HISTORY_INTERVAL=1000, MAX_SOURCES_TO_REPORT=1, MIN_SOURCE_DISTANCE=0.08, ACTIVITY_MAX_RELATIVE_DROP=0.5, PRINT_GENERATED_COUNTS_TABLE=False, UPDATE_FRAME_MAX_VOXELS=1000, GIF_FPS=1.0, AXIS_LIMITS_3D=[[-1,1],[-1,1],[-1,1]]",30.0,1000.0,100.0,1.0,0.08,4.5,5000.0,1000.0,1.0,4.5,10.0,0.0,0.0,16.028093299999455,0.18,-0.2,0.2,0.08333333333333326,-0.5,0.08333333333333326,1556.314859550068,0.33608861265379936,0.33608861265379936,8,0.0863926536030238,0.13808210118138659,0.24665475804885142,0.2597707669385716,0.3368297402624165
14,source_signal,"reconstruction_method=mlem, SEED=11, NUM_MEASUREMENTS=50, TRUE_SOURCE_SPECS=[{""position"":[0.18,-0.2,0.2],""relative_strength"":1.0}], NUM_CHANNELS=16, DIODE_PITCH=0.006, SEARCH_MIN=[-0.5,-0.5,-0.5], SEARCH_MAX=[0.5,0.5,0.5], GRID_SIZE=13, TRAJECTORY_MODE=grid, LATERAL_SPAN=0.6, VERTICAL_SPAN=0.36, BASE_DISTANCE=1, DISTANCE_SPAN=0.18, ORBIT_RADIUS=1.3, ORBIT_RADIUS_SPAN=0, ORBIT_ANGLE_SPAN_DEG=360.0, ORBIT_START_ANGLE_DEG=0.0, ORBIT_VERTICAL_SPAN=0.0, ORIENTATION_MODE=fixed, FIXED_VIEW_DIRECTION=[0,1,0], SCAN_CENTER=[0.0,0.0,0.0], NUM_ITERATIONS=10000, HISTORY_INTERVAL=1000, MAX_SOURCES_TO_REPORT=1, MIN_SOURCE_DISTANCE=0.08, ACTIVITY_MAX_RELATIVE_DROP=0.5, PRINT_GENERATED_COUNTS_TABLE=False, UPDATE_FRAME_MAX_VOXELS=1000, GIF_FPS=1.0, AXIS_LIMITS_3D=[[-1,1],[-1,1],[-1,1]]",1.0,1000.0,100.0,1.0,0.08,4.5,500.0,1000.0,1.0,4.5,10.0,0.0,0.0,16.082642999999734,0.18,-0.2,0.2,0.16666666666666663,-0.5,0.08333333333333326,3.8358559922623496,0.32216282977539307,0.32216282977539307,23,0.16351897114947056,0.2196208854670551,0.32906524320436253,0.3268249285979192,0.3790124331868256
15,source_signal,"reconstruction_method=mlem, SEED=11, NUM_MEASUREMENTS=50, TRUE_SOURCE_SPECS=[{""position"":[0.18,-0.2,0.2],""relative_strength"":1.0}], NUM_CHANNELS=16, DIODE_PITCH=0.006, SEARCH_MIN=[-0.5,-0.5,-0.5], SEARCH_MAX=[0.5,0.5,0.5], GRID_SIZE=13, TRAJECTORY_MODE=grid, LATERAL_SPAN=0.6, VERTICAL_SPAN=0.36, BASE_DISTANCE=1, DISTANCE_SPAN=0.18, ORBIT_RADIUS=1.3, ORBIT_RADIUS_SPAN=0, ORBIT_ANGLE_SPAN_DEG=360.0, ORBIT_START_ANGLE_DEG=0.0, ORBIT_VERTICAL_SPAN=0.0, ORIENTATION_MODE=fixed, FIXED_VIEW_DIRECTION=[0,1,0], SCAN_CENTER=[0.0,0.0,0.0], NUM_ITERATIONS=10000, HISTORY_INTERVAL=1000, MAX_SOURCES_TO_REPORT=1, MIN_SOURCE_DISTANCE=0.08, ACTIVITY_MAX_RELATIVE_DROP=0.5, PRINT_GENERATED_COUNTS_TABLE=False, UPDATE_FRAME_MAX_VOXELS=1000, GIF_FPS=1.0, AXIS_LIMITS_3D=[[-1,1],[-1,1],[-1,1]]",1.0,1000.0,100.0,1.0,0.08,4.5,1000.0,1000.0,1.0,4.5,10.0,0.0,0.0,14.920985799999471,0.18,-0.2,0.2,0.08333333333333326,-0.5,0.16666666666666663,10.087264688918081,0.31694724412046177,0.31694724412046177,11,0.10476429995446694,0.2196208854670551,0.29963010502718296,0.3038020845815934,0.3385590380158566
16,source_signal,"reconstruction_method=mlem, SEED=11, NUM_MEASUREMENTS=50, TRUE_SOURCE_SPECS=[{""position"":[0.18,-0.2,0.2],""relative_strength"":1.0}], NUM_CHANNELS=16, DIODE_PITCH=0.006, SEARCH_MIN=[-0.5,-0.5,-0.5], SEARCH_MAX=[0.5,0.5,0.5], GRID_SIZE=13, TRAJECTORY_MODE=grid, LATERAL_SPAN=0.6, VERTICAL_SPAN=0.36, BASE_DISTANCE=1, DISTANCE_SPAN=0.18, ORBIT_RADIUS=1.3, ORBIT_RADIUS_SPAN=0, ORBIT_ANGLE_SPAN_DEG=360.0, ORBIT_START_ANGLE_DEG=0.0, ORBIT_VERTICAL_SPAN=0.0, ORIENTATION_MODE=fixed, FIXED_VIEW_DIRECTION=[0,1,0], SCAN_CENTER=[0.0,0.0,0.0], NUM_ITERATIONS=10000, HISTORY_INTERVAL=1000, MAX_SOURCES_TO_REPORT=1, MIN_SOURCE_DISTANCE=0.08, ACTIVITY_MAX_RELATIVE_DROP=0.5, PRINT_GENERATED_COUNTS_TABLE=False, UPDATE_FRAME_MAX_VOXELS=1000, GIF_FPS=1.0, AXIS_LIMITS_3D=[[-1,1],[-1,1],[-1,1]]",1.0,1000.0,100.0,1.0,0.08,4.5,2500.0,1000.0,1.0,4.5,10.0,0.0,0.0,19.756177499999467,0.18,-0.2,0.2,0.08333333333333326,-0.5,0.16666666666666663,22.013846024922266,0.31694724412046177,0.31694724412046177,13,0.11648249676402343,0.13808210118138659,0.287277653451837,0.29000837588287404,0.34886498846924496
17,source_signal,"reconstruction_method=mlem, SEED=11, NUM_MEASUREMENTS=50, TRUE_SOURCE_SPECS=[{""position"":[0.18,-0.2,0.2],""relative_strength"":1.0}], NUM_CHANNELS=16, DIODE_PITCH=0.006, SEARCH_MIN=[-0.5,-0.5,-0.5], SEARCH_MAX=[0.5,0.5,0.5], GRID_SIZE=13, TRAJECTORY_MODE=grid, LATERAL_SPAN=0.6, VERTICAL_SPAN=0.36, BASE_DISTANCE=1, DISTANCE_SPAN=0.18, ORBIT_RADIUS=1.3, ORBIT_RADIUS_SPAN=0, ORBIT_ANGLE_SPAN_DEG=360.0, ORBIT_START_ANGLE_DEG=0.0, ORBIT_VERTICAL_SPAN=0.0, ORIENTATION_MODE=fixed, FIXED_VIEW_DIRECTION=[0,1,0], SCAN_CENTER=[0.0,0.0,0.0], NUM_ITERATIONS=10000, HISTORY_INTERVAL=1000, MAX_SOURCES_TO_REPORT=1, MIN_SOURCE_DISTANCE=0.08, ACTIVITY_MAX_RELATIVE_DROP=0.5, PRINT_GENERATED_COUNTS_TABLE=False, UPDATE_FRAME_MAX_VOXELS=1000, GIF_FPS=1.0, AXIS_LIMITS_3D=[[-1,1],[-1,1],[-1,1]]",1.0,1000.0,100.0,1.0,0.08,4.5,5000.0,1000.0,1.0,4.5,10.0,0.0,0.0,19.56929189999937,0.18,-0.2,0.2,0.08333333333333326,-0.5,0.08333333333333326,45.423797164857476,0.33608861265379936,0.33608861265379936,14,0.12658704695383893,0.13808210118138659,0.24749214552457094,0.25378016442439616,0.3319108777902775
18,source_signal,"reconstruction_method=mlem, SEED=11, NUM_MEASUREMENTS=50, TRUE_SOURCE_SPECS=[{""position"":[0.18,-0.2,0.2],""relative_strength"":1.0}], NUM_CHANNELS=16, DIODE_PITCH=0.006, SEARCH_MIN=[-0.5,-0.5,-0.5], SEARCH_MAX=[0.5,0.5,0.5], GRID_SIZE=13, TRAJECTORY_MODE=grid, LATERAL_SPAN=0.6, VERTICAL_SPAN=0.36, BASE_DISTANCE=1, DISTANCE_SPAN=0.18, ORBIT_RADIUS=1.3, ORBIT_RADIUS_SPAN=0, ORBIT_ANGLE_SPAN_DEG=360.0, ORBIT_START_ANGLE_DEG=0.0, ORBIT_VERTICAL_SPAN=0.0, ORIENTATION_MODE=fixed, FIXED_VIEW_DIRECTION=[0,1,0], SCAN_CENTER=[0.0,0.0,0.0], NUM_ITERATIONS=10000, HISTORY_INTERVAL=1000, MAX_SOURCES_TO_REPORT=1, MIN_SOURCE_DISTANCE=0.08, ACTIVITY_MAX_RELATIVE_DROP=0.5, PRINT_GENERATED_COUNTS_TABLE=False, UPDATE_FRAME_MAX_VOXELS=1000, GIF_FPS=1.0, AXIS_LIMITS_3D=[[-1,1],[-1,1],[-1,1]]",1.0,1000.0,100.0,1.0,0.08,4.5,10000.0,1000.0,1.0,4.5,10.0,0.0,0.0,19.30899809999937,0.18,-0.2,0.2,0.08333333333333326,-0.5,0.08333333333333326,86.6496158254481,0.33608861265379936,0.33608861265379936,20,0.17408295038628482,0.061553951042064646,0.1938104837368944,0.2033627249491554,0.31886138097379557
19,source_signal,"reconstruction_method=mlem, SEED=11, NUM_MEASUREMENTS=50, TRUE_SOURCE_SPECS=[{""position"":[0.18,-0.2,0.2],""relative_strength"":1.0}], NUM_CHANNELS=16, DIODE_PITCH=0.006, SEARCH_MIN=[-0.5,-0.5,-0.5], SEARCH_MAX=[0.5,0.5,0.5], GRID_SIZE=13, TRAJECTORY_MODE=grid, LATERAL_SPAN=0.6, VERTICAL_SPAN=0.36, BASE_DISTANCE=1, DISTANCE_SPAN=0.18, ORBIT_RADIUS=1.3, ORBIT_RADIUS_SPAN=0, ORBIT_ANGLE_SPAN_DEG=360.0, ORBIT_START_ANGLE_DEG=0.0, ORBIT_VERTICAL_SPAN=0.0, ORIENTATION_MODE=fixed, FIXED_VIEW_DIRECTION=[0,1,0], SCAN_CENTER=[0.0,0.0,0.0], NUM_ITERATIONS=10000, HISTORY_INTERVAL=1000, MAX_SOURCES_TO_REPORT=1, MIN_SOURCE_DISTANCE=0.08, ACTIVITY_MAX_RELATIVE_DROP=0.5, PRINT_GENERATED_COUNTS_TABLE=False, UPDATE_FRAME_MAX_VOXELS=1000, GIF_FPS=1.0, AXIS_LIMITS_3D=[[-1,1],[-1,1],[-1,1]]",1.0,1000.0,100.0,1.0,0.08,4.5,30000.0,1000.0,1.0,4.5,10.0,0.0,0.0,17.468855600000097,0.18,-0.2,0.2,0.08333333333333326,-0.5,0.08333333333333326,262.6525658977721,0.33608861265379936,0.33608861265379936,23,0.20709947359494538,0.06155395104206462,0.18223920762699652,0.18867762526100446,0.30706168923565824
20,channel_model,"reconstruction_method=mlem, SEED=11, NUM_MEASUREMENTS=50, TRUE_SOURCE_SPECS=[{""position"":[0.18,-0.2,0.2],""relative_strength"":1.0}], NUM_CHANNELS=16, DIODE_PITCH=0.006, SEARCH_MIN=[-0.5,-0.5,-0.5], SEARCH_MAX=[0.5,0.5,0.5], GRID_SIZE=13, TRAJECTORY_MODE=grid, LATERAL_SPAN=0.6, VERTICAL_SPAN=0.36, BASE_DISTANCE=1, DISTANCE_SPAN=0.18, ORBIT_RADIUS=1.3, ORBIT_RADIUS_SPAN=0, ORBIT_ANGLE_SPAN_DEG=360.0, ORBIT_START_ANGLE_DEG=0.0, ORBIT_VERTICAL_SPAN=0.0, ORIENTATION_MODE=fixed, FIXED_VIEW_DIRECTION=[0,1,0], SCAN_CENTER=[0.0,0.0,0.0], NUM_ITERATIONS=10000, HISTORY_INTERVAL=1000, MAX_SOURCES_TO_REPORT=1, MIN_SOURCE_DISTANCE=0.08, ACTIVITY_MAX_RELATIVE_DROP=0.5, PRINT_GENERATED_COUNTS_TABLE=False, UPDATE_FRAME_MAX_VOXELS=1000, GIF_FPS=1.0, AXIS_LIMITS_3D=[[-1,1],[-1,1],[-1,1]]",1.0,1000.0,100.0,0.8,0.08,4.5,5000.0,1000.0,0.8,4.5,10.0,0.0,0.0,17.866290600000866,0.18,-0.2,0.2,0.08333333333333326,-0.5,0.16666666666666663,49.51099504837262,0.31694724412046177,0.31694724412046177,24,0.1890158492910136,0.061553951042064646,0.23045079039995472,0.2343091586619701,0.3378179104072394
21,channel_model,"reconstruction_method=mlem, SEED=11, NUM_MEASUREMENTS=50, TRUE_SOURCE_SPECS=[{""position"":[0.18,-0.2,0.2],""relative_strength"":1.0}], NUM_CHANNELS=16, DIODE_PITCH=0.006, SEARCH_MIN=[-0.5,-0.5,-0.5], SEARCH_MAX=[0.5,0.5,0.5], GRID_SIZE=13, TRAJECTORY_MODE=grid, LATERAL_SPAN=0.6, VERTICAL_SPAN=0.36, BASE_DISTANCE=1, DISTANCE_SPAN=0.18, ORBIT_RADIUS=1.3, ORBIT_RADIUS_SPAN=0, ORBIT_ANGLE_SPAN_DEG=360.0, ORBIT_START_ANGLE_DEG=0.0, ORBIT_VERTICAL_SPAN=0.0, ORIENTATION_MODE=fixed, FIXED_VIEW_DIRECTION=[0,1,0], SCAN_CENTER=[0.0,0.0,0.0], NUM_ITERATIONS=10000, HISTORY_INTERVAL=1000, MAX_SOURCES_TO_REPORT=1, MIN_SOURCE_DISTANCE=0.08, ACTIVITY_MAX_RELATIVE_DROP=0.5, PRINT_GENERATED_COUNTS_TABLE=False, UPDATE_FRAME_MAX_VOXELS=1000, GIF_FPS=1.0, AXIS_LIMITS_3D=[[-1,1],[-1,1],[-1,1]]",1.0,1000.0,100.0,0.8,0.08,4.5,5000.0,1000.0,0.9,4.5,10.0,0.0,0.0,17.81850889999987,0.18,-0.2,0.2,0.08333333333333326,-0.5,0.16666666666666663,44.0097733760921,0.31694724412046177,0.31694724412046177,24,0.18901584929048007,0.061553951042064646,0.23045079039995472,0.23430915866247612,0.3378179104072394
22,channel_model,"reconstruction_method=mlem, SEED=11, NUM_MEASUREMENTS=50, TRUE_SOURCE_SPECS=[{""position"":[0.18,-0.2,0.2],""relative_strength"":1.0}], NUM_CHANNELS=16, DIODE_PITCH=0.006, SEARCH_MIN=[-0.5,-0.5,-0.5], SEARCH_MAX=[0.5,0.5,0.5], GRID_SIZE=13, TRAJECTORY_MODE=grid, LATERAL_SPAN=0.6, VERTICAL_SPAN=0.36, BASE_DISTANCE=1, DISTANCE_SPAN=0.18, ORBIT_RADIUS=1.3, ORBIT_RADIUS_SPAN=0, ORBIT_ANGLE_SPAN_DEG=360.0, ORBIT_START_ANGLE_DEG=0.0, ORBIT_VERTICAL_SPAN=0.0, ORIENTATION_MODE=fixed, FIXED_VIEW_DIRECTION=[0,1,0], SCAN_CENTER=[0.0,0.0,0.0], NUM_ITERATIONS=10000, HISTORY_INTERVAL=1000, MAX_SOURCES_TO_REPORT=1, MIN_SOURCE_DISTANCE=0.08, ACTIVITY_MAX_RELATIVE_DROP=0.5, PRINT_GENERATED_COUNTS_TABLE=False, UPDATE_FRAME_MAX_VOXELS=1000, GIF_FPS=1.0, AXIS_LIMITS_3D=[[-1,1],[-1,1],[-1,1]]",1.0,1000.0,100.0,0.8,0.08,4.5,5000.0,1000.0,1.0,4.5,10.0,0.0,0.0,17.67922499999986,0.18,-0.2,0.2,0.08333333333333326,-0.5,0.16666666666666663,39.60879603879871,0.31694724412046177,0.31694724412046177,24,0.18901584929078485,0.061553951042064646,0.23045079039995472,0.23430915866215996,0.3378179104072394
23,channel_model,"reconstruction_method=mlem, SEED=11, NUM_MEASUREMENTS=50, TRUE_SOURCE_SPECS=[{""position"":[0.18,-0.2,0.2],""relative_strength"":1.0}], NUM_CHANNELS=16, DIODE_PITCH=0.006, SEARCH_MIN=[-0.5,-0.5,-0.5], SEARCH_MAX=[0.5,0.5,0.5], GRID_SIZE=13, TRAJECTORY_MODE=grid, LATERAL_SPAN=0.6, VERTICAL_SPAN=0.36, BASE_DISTANCE=1, DISTANCE_SPAN=0.18, ORBIT_RADIUS=1.3, ORBIT_RADIUS_SPAN=0, ORBIT_ANGLE_SPAN_DEG=360.0, ORBIT_START_ANGLE_DEG=0.0, ORBIT_VERTICAL_SPAN=0.0, ORIENTATION_MODE=fixed, FIXED_VIEW_DIRECTION=[0,1,0], SCAN_CENTER=[0.0,0.0,0.0], NUM_ITERATIONS=10000, HISTORY_INTERVAL=1000, MAX_SOURCES_TO_REPORT=1, MIN_SOURCE_DISTANCE=0.08, ACTIVITY_MAX_RELATIVE_DROP=0.5, PRINT_GENERATED_COUNTS_TABLE=False, UPDATE_FRAME_MAX_VOXELS=1000, GIF_FPS=1.0, AXIS_LIMITS_3D=[[-1,1],[-1,1],[-1,1]]",1.0,1000.0,100.0,0.8,0.08,4.5,5000.0,1000.0,1.1,4.5,10.0,0.0,0.0,19.31648519999908,0.18,-0.2,0.2,0.08333333333333326,-0.5,0.16666666666666663,36.00799639871248,0.31694724412046177,0.31694724412046177,24,0.18901584929081303,0.061553951042064646,0.23045079039995472,0.23430915866214172,0.3378179104072394
24,channel_model,"reconstruction_method=mlem, SEED=11, NUM_MEASUREMENTS=50, TRUE_SOURCE_SPECS=[{""position"":[0.18,-0.2,0.2],""relative_strength"":1.0}], NUM_CHANNELS=16, DIODE_PITCH=0.006, SEARCH_MIN=[-0.5,-0.5,-0.5], SEARCH_MAX=[0.5,0.5,0.5], GRID_SIZE=13, TRAJECTORY_MODE=grid, LATERAL_SPAN=0.6, VERTICAL_SPAN=0.36, BASE_DISTANCE=1, DISTANCE_SPAN=0.18, ORBIT_RADIUS=1.3, ORBIT_RADIUS_SPAN=0, ORBIT_ANGLE_SPAN_DEG=360.0, ORBIT_START_ANGLE_DEG=0.0, ORBIT_VERTICAL_SPAN=0.0, ORIENTATION_MODE=fixed, FIXED_VIEW_DIRECTION=[0,1,0], SCAN_CENTER=[0.0,0.0,0.0], NUM_ITERATIONS=10000, HISTORY_INTERVAL=1000, MAX_SOURCES_TO_REPORT=1, MIN_SOURCE_DISTANCE=0.08, ACTIVITY_MAX_RELATIVE_DROP=0.5, PRINT_GENERATED_COUNTS_TABLE=False, UPDATE_FRAME_MAX_VOXELS=1000, GIF_FPS=1.0, AXIS_LIMITS_3D=[[-1,1],[-1,1],[-1,1]]",1.0,1000.0,100.0,0.8,0.08,4.5,5000.0,1000.0,1.2,4.5,10.0,0.0,0.0,17.081582499999058,0.18,-0.2,0.2,0.08333333333333326,-0.5,0.16666666666666663,33.007330032189614,0.31694724412046177,0.31694724412046177,24,0.1890158492911987,0.061553951042064646,0.23045079039995472,0.2343091586619878,0.3378179104072394
25,channel_model,"reconstruction_method=mlem, SEED=11, NUM_MEASUREMENTS=50, TRUE_SOURCE_SPECS=[{""position"":[0.18,-0.2,0.2],""relative_strength"":1.0}], NUM_CHANNELS=16, DIODE_PITCH=0.006, SEARCH_MIN=[-0.5,-0.5,-0.5], SEARCH_MAX=[0.5,0.5,0.5], GRID_SIZE=13, TRAJECTORY_MODE=grid, LATERAL_SPAN=0.6, VERTICAL_SPAN=0.36, BASE_DISTANCE=1, DISTANCE_SPAN=0.18, ORBIT_RADIUS=1.3, ORBIT_RADIUS_SPAN=0, ORBIT_ANGLE_SPAN_DEG=360.0, ORBIT_START_ANGLE_DEG=0.0, ORBIT_VERTICAL_SPAN=0.0, ORIENTATION_MODE=fixed, FIXED_VIEW_DIRECTION=[0,1,0], SCAN_CENTER=[0.0,0.0,0.0], NUM_ITERATIONS=10000, HISTORY_INTERVAL=1000, MAX_SOURCES_TO_REPORT=1, MIN_SOURCE_DISTANCE=0.08, ACTIVITY_MAX_RELATIVE_DROP=0.5, PRINT_GENERATED_COUNTS_TABLE=False, UPDATE_FRAME_MAX_VOXELS=1000, GIF_FPS=1.0, AXIS_LIMITS_3D=[[-1,1],[-1,1],[-1,1]]",1.0,1000.0,100.0,0.8,0.08,4.5,5000.0,1000.0,1.5,4.5,10.0,0.0,0.0,17.405025000000023,0.18,-0.2,0.2,0.08333333333333326,-0.5,0.16666666666666663,26.405864025690683,0.31694724412046177,0.31694724412046177,24,0.18901584929095283,0.061553951042064646,0.23045079039995472,0.23430915866203092,0.3378179104072394
26,channel_model,"reconstruction_method=mlem, SEED=11, NUM_MEASUREMENTS=50, TRUE_SOURCE_SPECS=[{""position"":[0.18,-0.2,0.2],""relative_strength"":1.0}], NUM_CHANNELS=16, DIODE_PITCH=0.006, SEARCH_MIN=[-0.5,-0.5,-0.5], SEARCH_MAX=[0.5,0.5,0.5], GRID_SIZE=13, TRAJECTORY_MODE=grid, LATERAL_SPAN=0.6, VERTICAL_SPAN=0.36, BASE_DISTANCE=1, DISTANCE_SPAN=0.18, ORBIT_RADIUS=1.3, ORBIT_RADIUS_SPAN=0, ORBIT_ANGLE_SPAN_DEG=360.0, ORBIT_START_ANGLE_DEG=0.0, ORBIT_VERTICAL_SPAN=0.0, ORIENTATION_MODE=fixed, FIXED_VIEW_DIRECTION=[0,1,0], SCAN_CENTER=[0.0,0.0,0.0], NUM_ITERATIONS=10000, HISTORY_INTERVAL=1000, MAX_SOURCES_TO_REPORT=1, MIN_SOURCE_DISTANCE=0.08, ACTIVITY_MAX_RELATIVE_DROP=0.5, PRINT_GENERATED_COUNTS_TABLE=False, UPDATE_FRAME_MAX_VOXELS=1000, GIF_FPS=1.0, AXIS_LIMITS_3D=[[-1,1],[-1,1],[-1,1]]",1.0,1000.0,100.0,0.8,0.1,4.5,5000.0,1000.0,0.8,4.5,10.0,0.0,0.0,18.66811880000023,0.18,-0.2,0.2,0.08333333333333326,-0.5,0.08333333333333326,47.82875657712613,0.33608861265379936,0.33608861265379936,29,0.2187691789302878,0.061553951042064646,0.2209089450828303,0.22529163076521164,0.3365826977262108
27,channel_model,"reconstruction_method=mlem, SEED=11, NUM_MEASUREMENTS=50, TRUE_SOURCE_SPECS=[{""position"":[0.18,-0.2,0.2],""relative_strength"":1.0}], NUM_CHANNELS=16, DIODE_PITCH=0.006, SEARCH_MIN=[-0.5,-0.5,-0.5], SEARCH_MAX=[0.5,0.5,0.5], GRID_SIZE=13, TRAJECTORY_MODE=grid, LATERAL_SPAN=0.6, VERTICAL_SPAN=0.36, BASE_DISTANCE=1, DISTANCE_SPAN=0.18, ORBIT_RADIUS=1.3, ORBIT_RADIUS_SPAN=0, ORBIT_ANGLE_SPAN_DEG=360.0, ORBIT_START_ANGLE_DEG=0.0, ORBIT_VERTICAL_SPAN=0.0, ORIENTATION_MODE=fixed, FIXED_VIEW_DIRECTION=[0,1,0], SCAN_CENTER=[0.0,0.0,0.0], NUM_ITERATIONS=10000, HISTORY_INTERVAL=1000, MAX_SOURCES_TO_REPORT=1, MIN_SOURCE_DISTANCE=0.08, ACTIVITY_MAX_RELATIVE_DROP=0.5, PRINT_GENERATED_COUNTS_TABLE=False, UPDATE_FRAME_MAX_VOXELS=1000, GIF_FPS=1.0, AXIS_LIMITS_3D=[[-1,1],[-1,1],[-1,1]]",1.0,1000.0,100.0,0.8,0.1,4.5,5000.0,1000.0,0.9,4.5,10.0,0.0,0.0,19.13575049999963,0.18,-0.2,0.2,0.08333333333333326,-0.5,0.08333333333333326,42.514450290772956,0.33608861265379936,0.33608861265379936,29,0.21876917892987066,0.061553951042064646,0.2209089450828303,0.22529163076555644,0.3365826977262108
28,channel_model,"reconstruction_method=mlem, SEED=11, NUM_MEASUREMENTS=50, TRUE_SOURCE_SPECS=[{""position"":[0.18,-0.2,0.2],""relative_strength"":1.0}], NUM_CHANNELS=16, DIODE_PITCH=0.006, SEARCH_MIN=[-0.5,-0.5,-0.5], SEARCH_MAX=[0.5,0.5,0.5], GRID_SIZE=13, TRAJECTORY_MODE=grid, LATERAL_SPAN=0.6, VERTICAL_SPAN=0.36, BASE_DISTANCE=1, DISTANCE_SPAN=0.18, ORBIT_RADIUS=1.3, ORBIT_RADIUS_SPAN=0, ORBIT_ANGLE_SPAN_DEG=360.0, ORBIT_START_ANGLE_DEG=0.0, ORBIT_VERTICAL_SPAN=0.0, ORIENTATION_MODE=fixed, FIXED_VIEW_DIRECTION=[0,1,0], SCAN_CENTER=[0.0,0.0,0.0], NUM_ITERATIONS=10000, HISTORY_INTERVAL=1000, MAX_SOURCES_TO_REPORT=1, MIN_SOURCE_DISTANCE=0.08, ACTIVITY_MAX_RELATIVE_DROP=0.5, PRINT_GENERATED_COUNTS_TABLE=False, UPDATE_FRAME_MAX_VOXELS=1000, GIF_FPS=1.0, AXIS_LIMITS_3D=[[-1,1],[-1,1],[-1,1]]",1.0,1000.0,100.0,0.8,0.1,4.5,5000.0,1000.0,1.0,4.5,10.0,0.0,0.0,17.474256700001206,0.18,-0.2,0.2,0.08333333333333326,-0.5,0.08333333333333326,38.263005261593555,0.33608861265379936,0.33608861265379936,29,0.21876917893005304,0.061553951042064646,0.2209089450828303,0.22529163076536127,0.3365826977262108
29,channel_model,"reconstruction_method=mlem, SEED=11, NUM_MEASUREMENTS=50, TRUE_SOURCE_SPECS=[{""position"":[0.18,-0.2,0.2],""relative_strength"":1.0}], NUM_CHANNELS=16, DIODE_PITCH=0.006, SEARCH_MIN=[-0.5,-0.5,-0.5], SEARCH_MAX=[0.5,0.5,0.5], GRID_SIZE=13, TRAJECTORY_MODE=grid, LATERAL_SPAN=0.6, VERTICAL_SPAN=0.36, BASE_DISTANCE=1, DISTANCE_SPAN=0.18, ORBIT_RADIUS=1.3, ORBIT_RADIUS_SPAN=0, ORBIT_ANGLE_SPAN_DEG=360.0, ORBIT_START_ANGLE_DEG=0.0, ORBIT_VERTICAL_SPAN=0.0, ORIENTATION_MODE=fixed, FIXED_VIEW_DIRECTION=[0,1,0], SCAN_CENTER=[0.0,0.0,0.0], NUM_ITERATIONS=10000, HISTORY_INTERVAL=1000, MAX_SOURCES_TO_REPORT=1, MIN_SOURCE_DISTANCE=0.08, ACTIVITY_MAX_RELATIVE_DROP=0.5, PRINT_GENERATED_COUNTS_TABLE=False, UPDATE_FRAME_MAX_VOXELS=1000, GIF_FPS=1.0, AXIS_LIMITS_3D=[[-1,1],[-1,1],[-1,1]]",1.0,1000.0,100.0,0.8,0.1,4.5,5000.0,1000.0,1.1,4.5,10.0,0.0,0.0,19.66651169999932,0.18,-0.2,0.2,0.08333333333333326,-0.5,0.08333333333333326,34.784550237992086,0.33608861265379936,0.33608861265379936,29,0.21876917893015263,0.061553951042064646,0.2209089450828303,0.22529163076531486,0.3365826977262108
30,channel_model,"reconstruction_method=mlem, SEED=11, NUM_MEASUREMENTS=50, TRUE_SOURCE_SPECS=[{""position"":[0.18,-0.2,0.2],""relative_strength"":1.0}], NUM_CHANNELS=16, DIODE_PITCH=0.006, SEARCH_MIN=[-0.5,-0.5,-0.5], SEARCH_MAX=[0.5,0.5,0.5], GRID_SIZE=13, TRAJECTORY_MODE=grid, LATERAL_SPAN=0.6, VERTICAL_SPAN=0.36, BASE_DISTANCE=1, DISTANCE_SPAN=0.18, ORBIT_RADIUS=1.3, ORBIT_RADIUS_SPAN=0, ORBIT_ANGLE_SPAN_DEG=360.0, ORBIT_START_ANGLE_DEG=0.0, ORBIT_VERTICAL_SPAN=0.0, ORIENTATION_MODE=fixed, FIXED_VIEW_DIRECTION=[0,1,0], SCAN_CENTER=[0.0,0.0,0.0], NUM_ITERATIONS=10000, HISTORY_INTERVAL=1000, MAX_SOURCES_TO_REPORT=1, MIN_SOURCE_DISTANCE=0.08, ACTIVITY_MAX_RELATIVE_DROP=0.5, PRINT_GENERATED_COUNTS_TABLE=False, UPDATE_FRAME_MAX_VOXELS=1000, GIF_FPS=1.0, AXIS_LIMITS_3D=[[-1,1],[-1,1],[-1,1]]",1.0,1000.0,100.0,0.8,0.1,4.5,5000.0,1000.0,1.2,4.5,10.0,0.0,0.0,17.691848799999207,0.18,-0.2,0.2,0.08333333333333326,-0.5,0.08333333333333326,31.885837718185417,0.33608861265379936,0.33608861265379936,29,0.21876917893041245,0.061553951042064646,0.2209089450828303,0.22529163076522593,0.3365826977262108
31,channel_model,"reconstruction_method=mlem, SEED=11, NUM_MEASUREMENTS=50, TRUE_SOURCE_SPECS=[{""position"":[0.18,-0.2,0.2],""relative_strength"":1.0}], NUM_CHANNELS=16, DIODE_PITCH=0.006, SEARCH_MIN=[-0.5,-0.5,-0.5], SEARCH_MAX=[0.5,0.5,0.5], GRID_SIZE=13, TRAJECTORY_MODE=grid, LATERAL_SPAN=0.6, VERTICAL_SPAN=0.36, BASE_DISTANCE=1, DISTANCE_SPAN=0.18, ORBIT_RADIUS=1.3, ORBIT_RADIUS_SPAN=0, ORBIT_ANGLE_SPAN_DEG=360.0, ORBIT_START_ANGLE_DEG=0.0, ORBIT_VERTICAL_SPAN=0.0, ORIENTATION_MODE=fixed, FIXED_VIEW_DIRECTION=[0,1,0], SCAN_CENTER=[0.0,0.0,0.0], NUM_ITERATIONS=10000, HISTORY_INTERVAL=1000, MAX_SOURCES_TO_REPORT=1, MIN_SOURCE_DISTANCE=0.08, ACTIVITY_MAX_RELATIVE_DROP=0.5, PRINT_GENERATED_COUNTS_TABLE=False, UPDATE_FRAME_MAX_VOXELS=1000, GIF_FPS=1.0, AXIS_LIMITS_3D=[[-1,1],[-1,1],[-1,1]]",1.0,1000.0,100.0,0.8,0.1,4.5,5000.0,1000.0,1.5,4.5,10.0,0.0,0.0,15.861080399999992,0.18,-0.2,0.2,0.08333333333333326,-0.5,0.08333333333333326,25.50867017473592,0.33608861265379936,0.33608861265379936,29,0.218769178930174,0.061553951042064646,0.2209089450828303,0.22529163076532338,0.3365826977262108
32,channel_model,"reconstruction_method=mlem, SEED=11, NUM_MEASUREMENTS=50, TRUE_SOURCE_SPECS=[{""position"":[0.18,-0.2,0.2],""relative_strength"":1.0}], NUM_CHANNELS=16, DIODE_PITCH=0.006, SEARCH_MIN=[-0.5,-0.5,-0.5], SEARCH_MAX=[0.5,0.5,0.5], GRID_SIZE=13, TRAJECTORY_MODE=grid, LATERAL_SPAN=0.6, VERTICAL_SPAN=0.36, BASE_DISTANCE=1, DISTANCE_SPAN=0.18, ORBIT_RADIUS=1.3, ORBIT_RADIUS_SPAN=0, ORBIT_ANGLE_SPAN_DEG=360.0, ORBIT_START_ANGLE_DEG=0.0, ORBIT_VERTICAL_SPAN=0.0, ORIENTATION_MODE=fixed, FIXED_VIEW_DIRECTION=[0,1,0], SCAN_CENTER=[0.0,0.0,0.0], NUM_ITERATIONS=10000, HISTORY_INTERVAL=1000, MAX_SOURCES_TO_REPORT=1, MIN_SOURCE_DISTANCE=0.08, ACTIVITY_MAX_RELATIVE_DROP=0.5, PRINT_GENERATED_COUNTS_TABLE=False, UPDATE_FRAME_MAX_VOXELS=1000, GIF_FPS=1.0, AXIS_LIMITS_3D=[[-1,1],[-1,1],[-1,1]]",1.0,1000.0,100.0,1.0,0.08,4.5,5000.0,1000.0,0.8,4.5,10.0,0.0,0.0,16.632098799998857,0.18,-0.2,0.2,0.08333333333333326,-0.5,0.08333333333333326,56.77974645622825,0.33608861265379936,0.33608861265379936,14,0.12658704695398032,0.13808210118138659,0.24749214552457094,0.2537801644243085,0.3319108777902775
33,channel_model,"reconstruction_method=mlem, SEED=11, NUM_MEASUREMENTS=50, TRUE_SOURCE_SPECS=[{""position"":[0.18,-0.2,0.2],""relative_strength"":1.0}], NUM_CHANNELS=16, DIODE_PITCH=0.006, SEARCH_MIN=[-0.5,-0.5,-0.5], SEARCH_MAX=[0.5,0.5,0.5], GRID_SIZE=13, TRAJECTORY_MODE=grid, LATERAL_SPAN=0.6, VERTICAL_SPAN=0.36, BASE_DISTANCE=1, DISTANCE_SPAN=0.18, ORBIT_RADIUS=1.3, ORBIT_RADIUS_SPAN=0, ORBIT_ANGLE_SPAN_DEG=360.0, ORBIT_START_ANGLE_DEG=0.0, ORBIT_VERTICAL_SPAN=0.0, ORIENTATION_MODE=fixed, FIXED_VIEW_DIRECTION=[0,1,0], SCAN_CENTER=[0.0,0.0,0.0], NUM_ITERATIONS=10000, HISTORY_INTERVAL=1000, MAX_SOURCES_TO_REPORT=1, MIN_SOURCE_DISTANCE=0.08, ACTIVITY_MAX_RELATIVE_DROP=0.5, PRINT_GENERATED_COUNTS_TABLE=False, UPDATE_FRAME_MAX_VOXELS=1000, GIF_FPS=1.0, AXIS_LIMITS_3D=[[-1,1],[-1,1],[-1,1]]",1.0,1000.0,100.0,1.0,0.08,4.5,5000.0,1000.0,0.9,4.5,10.0,0.0,0.0,16.947983799998838,0.18,-0.2,0.2,0.08333333333333326,-0.5,0.08333333333333326,50.470885738860815,0.33608861265379936,0.33608861265379936,14,0.12658704695371972,0.13808210118138659,0.24749214552457094,0.25378016442480017,0.3319108777902775
34,channel_model,"reconstruction_method=mlem, SEED=11, NUM_MEASUREMENTS=50, TRUE_SOURCE_SPECS=[{""position"":[0.18,-0.2,0.2],""relative_strength"":1.0}], NUM_CHANNELS=16, DIODE_PITCH=0.006, SEARCH_MIN=[-0.5,-0.5,-0.5], SEARCH_MAX=[0.5,0.5,0.5], GRID_SIZE=13, TRAJECTORY_MODE=grid, LATERAL_SPAN=0.6, VERTICAL_SPAN=0.36, BASE_DISTANCE=1, DISTANCE_SPAN=0.18, ORBIT_RADIUS=1.3, ORBIT_RADIUS_SPAN=0, ORBIT_ANGLE_SPAN_DEG=360.0, ORBIT_START_ANGLE_DEG=0.0, ORBIT_VERTICAL_SPAN=0.0, ORIENTATION_MODE=fixed, FIXED_VIEW_DIRECTION=[0,1,0], SCAN_CENTER=[0.0,0.0,0.0], NUM_ITERATIONS=10000, HISTORY_INTERVAL=1000, MAX_SOURCES_TO_REPORT=1, MIN_SOURCE_DISTANCE=0.08, ACTIVITY_MAX_RELATIVE_DROP=0.5, PRINT_GENERATED_COUNTS_TABLE=False, UPDATE_FRAME_MAX_VOXELS=1000, GIF_FPS=1.0, AXIS_LIMITS_3D=[[-1,1],[-1,1],[-1,1]]",1.0,1000.0,100.0,1.0,0.08,4.5,5000.0,1000.0,1.0,4.5,10.0,0.0,0.0,16.82678450000094,0.18,-0.2,0.2,0.08333333333333326,-0.5,0.08333333333333326,45.423797164857476,0.33608861265379936,0.33608861265379936,14,0.12658704695383893,0.13808210118138659,0.24749214552457094,0.25378016442439616,0.3319108777902775
35,channel_model,"reconstruction_method=mlem, SEED=11, NUM_MEASUREMENTS=50, TRUE_SOURCE_SPECS=[{""position"":[0.18,-0.2,0.2],""relative_strength"":1.0}], NUM_CHANNELS=16, DIODE_PITCH=0.006, SEARCH_MIN=[-0.5,-0.5,-0.5], SEARCH_MAX=[0.5,0.5,0.5], GRID_SIZE=13, TRAJECTORY_MODE=grid, LATERAL_SPAN=0.6, VERTICAL_SPAN=0.36, BASE_DISTANCE=1, DISTANCE_SPAN=0.18, ORBIT_RADIUS=1.3, ORBIT_RADIUS_SPAN=0, ORBIT_ANGLE_SPAN_DEG=360.0, ORBIT_START_ANGLE_DEG=0.0, ORBIT_VERTICAL_SPAN=0.0, ORIENTATION_MODE=fixed, FIXED_VIEW_DIRECTION=[0,1,0], SCAN_CENTER=[0.0,0.0,0.0], NUM_ITERATIONS=10000, HISTORY_INTERVAL=1000, MAX_SOURCES_TO_REPORT=1, MIN_SOURCE_DISTANCE=0.08, ACTIVITY_MAX_RELATIVE_DROP=0.5, PRINT_GENERATED_COUNTS_TABLE=False, UPDATE_FRAME_MAX_VOXELS=1000, GIF_FPS=1.0, AXIS_LIMITS_3D=[[-1,1],[-1,1],[-1,1]]",1.0,1000.0,100.0,1.0,0.08,4.5,5000.0,1000.0,1.1,4.5,10.0,0.0,0.0,16.051834300000337,0.18,-0.2,0.2,0.08333333333333326,-0.5,0.08333333333333326,41.29436105916609,0.33608861265379936,0.33608861265379936,14,0.1265870469539334,0.13808210118138659,0.24749214552457094,0.25378016442446666,0.3319108777902775
36,channel_model,"reconstruction_method=mlem, SEED=11, NUM_MEASUREMENTS=50, TRUE_SOURCE_SPECS=[{""position"":[0.18,-0.2,0.2],""relative_strength"":1.0}], NUM_CHANNELS=16, DIODE_PITCH=0.006, SEARCH_MIN=[-0.5,-0.5,-0.5], SEARCH_MAX=[0.5,0.5,0.5], GRID_SIZE=13, TRAJECTORY_MODE=grid, LATERAL_SPAN=0.6, VERTICAL_SPAN=0.36, BASE_DISTANCE=1, DISTANCE_SPAN=0.18, ORBIT_RADIUS=1.3, ORBIT_RADIUS_SPAN=0, ORBIT_ANGLE_SPAN_DEG=360.0, ORBIT_START_ANGLE_DEG=0.0, ORBIT_VERTICAL_SPAN=0.0, ORIENTATION_MODE=fixed, FIXED_VIEW_DIRECTION=[0,1,0], SCAN_CENTER=[0.0,0.0,0.0], NUM_ITERATIONS=10000, HISTORY_INTERVAL=1000, MAX_SOURCES_TO_REPORT=1, MIN_SOURCE_DISTANCE=0.08, ACTIVITY_MAX_RELATIVE_DROP=0.5, PRINT_GENERATED_COUNTS_TABLE=False, UPDATE_FRAME_MAX_VOXELS=1000, GIF_FPS=1.0, AXIS_LIMITS_3D=[[-1,1],[-1,1],[-1,1]]",1.0,1000.0,100.0,1.0,0.08,4.5,5000.0,1000.0,1.2,4.5,10.0,0.0,0.0,17.455818599999475,0.18,-0.2,0.2,0.08333333333333326,-0.5,0.08333333333333326,37.85316430426377,0.33608861265379936,0.33608861265379936,14,0.12658704695421918,0.13808210118138659,0.24749214552457094,0.2537801644242846,0.3319108777902775
37,channel_model,"reconstruction_method=mlem, SEED=11, NUM_MEASUREMENTS=50, TRUE_SOURCE_SPECS=[{""position"":[0.18,-0.2,0.2],""relative_strength"":1.0}], NUM_CHANNELS=16, DIODE_PITCH=0.006, SEARCH_MIN=[-0.5,-0.5,-0.5], SEARCH_MAX=[0.5,0.5,0.5], GRID_SIZE=13, TRAJECTORY_MODE=grid, LATERAL_SPAN=0.6, VERTICAL_SPAN=0.36, BASE_DISTANCE=1, DISTANCE_SPAN=0.18, ORBIT_RADIUS=1.3, ORBIT_RADIUS_SPAN=0, ORBIT_ANGLE_SPAN_DEG=360.0, ORBIT_START_ANGLE_DEG=0.0, ORBIT_VERTICAL_SPAN=0.0, ORIENTATION_MODE=fixed, FIXED_VIEW_DIRECTION=[0,1,0], SCAN_CENTER=[0.0,0.0,0.0], NUM_ITERATIONS=10000, HISTORY_INTERVAL=1000, MAX_SOURCES_TO_REPORT=1, MIN_SOURCE_DISTANCE=0.08, ACTIVITY_MAX_RELATIVE_DROP=0.5, PRINT_GENERATED_COUNTS_TABLE=False, UPDATE_FRAME_MAX_VOXELS=1000, GIF_FPS=1.0, AXIS_LIMITS_3D=[[-1,1],[-1,1],[-1,1]]",1.0,1000.0,100.0,1.0,0.08,4.5,5000.0,1000.0,1.5,4.5,10.0,0.0,0.0,17.091474499999094,0.18,-0.2,0.2,0.08333333333333326,-0.5,0.08333333333333326,30.28253144362395,0.33608861265379936,0.33608861265379936,14,0.12658704695384465,0.13808210118138659,0.24749214552457094,0.2537801644244484,0.3319108777902775
38,channel_model,"reconstruction_method=mlem, SEED=11, NUM_MEASUREMENTS=50, TRUE_SOURCE_SPECS=[{""position"":[0.18,-0.2,0.2],""relative_strength"":1.0}], NUM_CHANNELS=16, DIODE_PITCH=0.006, SEARCH_MIN=[-0.5,-0.5,-0.5], SEARCH_MAX=[0.5,0.5,0.5], GRID_SIZE=13, TRAJECTORY_MODE=grid, LATERAL_SPAN=0.6, VERTICAL_SPAN=0.36, BASE_DISTANCE=1, DISTANCE_SPAN=0.18, ORBIT_RADIUS=1.3, ORBIT_RADIUS_SPAN=0, ORBIT_ANGLE_SPAN_DEG=360.0, ORBIT_START_ANGLE_DEG=0.0, ORBIT_VERTICAL_SPAN=0.0, ORIENTATION_MODE=fixed, FIXED_VIEW_DIRECTION=[0,1,0], SCAN_CENTER=[0.0,0.0,0.0], NUM_ITERATIONS=10000, HISTORY_INTERVAL=1000, MAX_SOURCES_TO_REPORT=1, MIN_SOURCE_DISTANCE=0.08, ACTIVITY_MAX_RELATIVE_DROP=0.5, PRINT_GENERATED_COUNTS_TABLE=False, UPDATE_FRAME_MAX_VOXELS=1000, GIF_FPS=1.0, AXIS_LIMITS_3D=[[-1,1],[-1,1],[-1,1]]",1.0,1000.0,100.0,1.0,0.1,4.5,5000.0,1000.0,0.8,4.5,10.0,0.0,0.0,16.756185900001583,0.18,-0.2,0.2,0.08333333333333326,-0.5,0.16666666666666663,49.51099504837262,0.31694724412046177,0.31694724412046177,24,0.1890158492910136,0.061553951042064646,0.23045079039995472,0.2343091586619701,0.3378179104072394
39,channel_model,"reconstruction_method=mlem, SEED=11, NUM_MEASUREMENTS=50, TRUE_SOURCE_SPECS=[{""position"":[0.18,-0.2,0.2],""relative_strength"":1.0}], NUM_CHANNELS=16, DIODE_PITCH=0.006, SEARCH_MIN=[-0.5,-0.5,-0.5], SEARCH_MAX=[0.5,0.5,0.5], GRID_SIZE=13, TRAJECTORY_MODE=grid, LATERAL_SPAN=0.6, VERTICAL_SPAN=0.36, BASE_DISTANCE=1, DISTANCE_SPAN=0.18, ORBIT_RADIUS=1.3, ORBIT_RADIUS_SPAN=0, ORBIT_ANGLE_SPAN_DEG=360.0, ORBIT_START_ANGLE_DEG=0.0, ORBIT_VERTICAL_SPAN=0.0, ORIENTATION_MODE=fixed, FIXED_VIEW_DIRECTION=[0,1,0], SCAN_CENTER=[0.0,0.0,0.0], NUM_ITERATIONS=10000, HISTORY_INTERVAL=1000, MAX_SOURCES_TO_REPORT=1, MIN_SOURCE_DISTANCE=0.08, ACTIVITY_MAX_RELATIVE_DROP=0.5, PRINT_GENERATED_COUNTS_TABLE=False, UPDATE_FRAME_MAX_VOXELS=1000, GIF_FPS=1.0, AXIS_LIMITS_3D=[[-1,1],[-1,1],[-1,1]]",1.0,1000.0,100.0,1.0,0.1,4.5,5000.0,1000.0,0.9,4.5,10.0,0.0,0.0,16.024366999999984,0.18,-0.2,0.2,0.08333333333333326,-0.5,0.16666666666666663,44.0097733760921,0.31694724412046177,0.31694724412046177,24,0.18901584929048007,0.061553951042064646,0.23045079039995472,0.23430915866247612,0.3378179104072394
40,channel_model,"reconstruction_method=mlem, SEED=11, NUM_MEASUREMENTS=50, TRUE_SOURCE_SPECS=[{""position"":[0.18,-0.2,0.2],""relative_strength"":1.0}], NUM_CHANNELS=16, DIODE_PITCH=0.006, SEARCH_MIN=[-0.5,-0.5,-0.5], SEARCH_MAX=[0.5,0.5,0.5], GRID_SIZE=13, TRAJECTORY_MODE=grid, LATERAL_SPAN=0.6, VERTICAL_SPAN=0.36, BASE_DISTANCE=1, DISTANCE_SPAN=0.18, ORBIT_RADIUS=1.3, ORBIT_RADIUS_SPAN=0, ORBIT_ANGLE_SPAN_DEG=360.0, ORBIT_START_ANGLE_DEG=0.0, ORBIT_VERTICAL_SPAN=0.0, ORIENTATION_MODE=fixed, FIXED_VIEW_DIRECTION=[0,1,0], SCAN_CENTER=[0.0,0.0,0.0], NUM_ITERATIONS=10000, HISTORY_INTERVAL=1000, MAX_SOURCES_TO_REPORT=1, MIN_SOURCE_DISTANCE=0.08, ACTIVITY_MAX_RELATIVE_DROP=0.5, PRINT_GENERATED_COUNTS_TABLE=False, UPDATE_FRAME_MAX_VOXELS=1000, GIF_FPS=1.0, AXIS_LIMITS_3D=[[-1,1],[-1,1],[-1,1]]",1.0,1000.0,100.0,1.0,0.1,4.5,5000.0,1000.0,1.0,4.5,10.0,0.0,0.0,16.30502940000042,0.18,-0.2,0.2,0.08333333333333326,-0.5,0.16666666666666663,39.60879603879871,0.31694724412046177,0.31694724412046177,24,0.18901584929078485,0.061553951042064646,0.23045079039995472,0.23430915866215996,0.3378179104072394
41,channel_model,"reconstruction_method=mlem, SEED=11, NUM_MEASUREMENTS=50, TRUE_SOURCE_SPECS=[{""position"":[0.18,-0.2,0.2],""relative_strength"":1.0}], NUM_CHANNELS=16, DIODE_PITCH=0.006, SEARCH_MIN=[-0.5,-0.5,-0.5], SEARCH_MAX=[0.5,0.5,0.5], GRID_SIZE=13, TRAJECTORY_MODE=grid, LATERAL_SPAN=0.6, VERTICAL_SPAN=0.36, BASE_DISTANCE=1, DISTANCE_SPAN=0.18, ORBIT_RADIUS=1.3, ORBIT_RADIUS_SPAN=0, ORBIT_ANGLE_SPAN_DEG=360.0, ORBIT_START_ANGLE_DEG=0.0, ORBIT_VERTICAL_SPAN=0.0, ORIENTATION_MODE=fixed, FIXED_VIEW_DIRECTION=[0,1,0], SCAN_CENTER=[0.0,0.0,0.0], NUM_ITERATIONS=10000, HISTORY_INTERVAL=1000, MAX_SOURCES_TO_REPORT=1, MIN_SOURCE_DISTANCE=0.08, ACTIVITY_MAX_RELATIVE_DROP=0.5, PRINT_GENERATED_COUNTS_TABLE=False, UPDATE_FRAME_MAX_VOXELS=1000, GIF_FPS=1.0, AXIS_LIMITS_3D=[[-1,1],[-1,1],[-1,1]]",1.0,1000.0,100.0,1.0,0.1,4.5,5000.0,1000.0,1.1,4.5,10.0,0.0,0.0,16.458820100000594,0.18,-0.2,0.2,0.08333333333333326,-0.5,0.16666666666666663,36.00799639871248,0.31694724412046177,0.31694724412046177,24,0.18901584929081303,0.061553951042064646,0.23045079039995472,0.23430915866214172,0.3378179104072394
42,channel_model,"reconstruction_method=mlem, SEED=11, NUM_MEASUREMENTS=50, TRUE_SOURCE_SPECS=[{""position"":[0.18,-0.2,0.2],""relative_strength"":1.0}], NUM_CHANNELS=16, DIODE_PITCH=0.006, SEARCH_MIN=[-0.5,-0.5,-0.5], SEARCH_MAX=[0.5,0.5,0.5], GRID_SIZE=13, TRAJECTORY_MODE=grid, LATERAL_SPAN=0.6, VERTICAL_SPAN=0.36, BASE_DISTANCE=1, DISTANCE_SPAN=0.18, ORBIT_RADIUS=1.3, ORBIT_RADIUS_SPAN=0, ORBIT_ANGLE_SPAN_DEG=360.0, ORBIT_START_ANGLE_DEG=0.0, ORBIT_VERTICAL_SPAN=0.0, ORIENTATION_MODE=fixed, FIXED_VIEW_DIRECTION=[0,1,0], SCAN_CENTER=[0.0,0.0,0.0], NUM_ITERATIONS=10000, HISTORY_INTERVAL=1000, MAX_SOURCES_TO_REPORT=1, MIN_SOURCE_DISTANCE=0.08, ACTIVITY_MAX_RELATIVE_DROP=0.5, PRINT_GENERATED_COUNTS_TABLE=False, UPDATE_FRAME_MAX_VOXELS=1000, GIF_FPS=1.0, AXIS_LIMITS_3D=[[-1,1],[-1,1],[-1,1]]",1.0,1000.0,100.0,1.0,0.1,4.5,5000.0,1000.0,1.2,4.5,10.0,0.0,0.0,16.67936709999958,0.18,-0.2,0.2,0.08333333333333326,-0.5,0.16666666666666663,33.007330032189614,0.31694724412046177,0.31694724412046177,24,0.1890158492911987,0.061553951042064646,0.23045079039995472,0.2343091586619878,0.3378179104072394
43,channel_model,"reconstruction_method=mlem, SEED=11, NUM_MEASUREMENTS=50, TRUE_SOURCE_SPECS=[{""position"":[0.18,-0.2,0.2],""relative_strength"":1.0}], NUM_CHANNELS=16, DIODE_PITCH=0.006, SEARCH_MIN=[-0.5,-0.5,-0.5], SEARCH_MAX=[0.5,0.5,0.5], GRID_SIZE=13, TRAJECTORY_MODE=grid, LATERAL_SPAN=0.6, VERTICAL_SPAN=0.36, BASE_DISTANCE=1, DISTANCE_SPAN=0.18, ORBIT_RADIUS=1.3, ORBIT_RADIUS_SPAN=0, ORBIT_ANGLE_SPAN_DEG=360.0, ORBIT_START_ANGLE_DEG=0.0, ORBIT_VERTICAL_SPAN=0.0, ORIENTATION_MODE=fixed, FIXED_VIEW_DIRECTION=[0,1,0], SCAN_CENTER=[0.0,0.0,0.0], NUM_ITERATIONS=10000, HISTORY_INTERVAL=1000, MAX_SOURCES_TO_REPORT=1, MIN_SOURCE_DISTANCE=0.08, ACTIVITY_MAX_RELATIVE_DROP=0.5, PRINT_GENERATED_COUNTS_TABLE=False, UPDATE_FRAME_MAX_VOXELS=1000, GIF_FPS=1.0, AXIS_LIMITS_3D=[[-1,1],[-1,1],[-1,1]]",1.0,1000.0,100.0,1.0,0.1,4.5,5000.0,1000.0,1.5,4.5,10.0,0.0,0.0,16.390620000000126,0.18,-0.2,0.2,0.08333333333333326,-0.5,0.16666666666666663,26.405864025690683,0.31694724412046177,0.31694724412046177,24,0.18901584929095283,0.061553951042064646,0.23045079039995472,0.23430915866203092,0.3378179104072394
44,k_model,"reconstruction_method=mlem, SEED=11, NUM_MEASUREMENTS=50, TRUE_SOURCE_SPECS=[{""position"":[0.18,-0.2,0.2],""relative_strength"":1.0}], NUM_CHANNELS=16, DIODE_PITCH=0.006, SEARCH_MIN=[-0.5,-0.5,-0.5], SEARCH_MAX=[0.5,0.5,0.5], GRID_SIZE=13, TRAJECTORY_MODE=grid, LATERAL_SPAN=0.6, VERTICAL_SPAN=0.36, BASE_DISTANCE=1, DISTANCE_SPAN=0.18, ORBIT_RADIUS=1.3, ORBIT_RADIUS_SPAN=0, ORBIT_ANGLE_SPAN_DEG=360.0, ORBIT_START_ANGLE_DEG=0.0, ORBIT_VERTICAL_SPAN=0.0, ORIENTATION_MODE=fixed, FIXED_VIEW_DIRECTION=[0,1,0], SCAN_CENTER=[0.0,0.0,0.0], NUM_ITERATIONS=10000, HISTORY_INTERVAL=1000, MAX_SOURCES_TO_REPORT=1, MIN_SOURCE_DISTANCE=0.08, ACTIVITY_MAX_RELATIVE_DROP=0.5, PRINT_GENERATED_COUNTS_TABLE=False, UPDATE_FRAME_MAX_VOXELS=1000, GIF_FPS=1.0, AXIS_LIMITS_3D=[[-1,1],[-1,1],[-1,1]]",1.0,1000.0,100.0,1.0,0.08,2,5000.0,1000.0,1.0,2,10.0,0.0,0.0,18.57470749999993,0.18,-0.2,0.2,0.16666666666666663,-0.5,0.08333333333333326,25.241690548628263,0.32216282977539307,0.32216282977539307,13,0.08165162242409235,0.2196208854670551,0.316360510374541,0.31664573380346883,0.3483709033968335
45,k_model,"reconstruction_method=mlem, SEED=11, NUM_MEASUREMENTS=50, TRUE_SOURCE_SPECS=[{""position"":[0.18,-0.2,0.2],""relative_strength"":1.0}], NUM_CHANNELS=16, DIODE_PITCH=0.006, SEARCH_MIN=[-0.5,-0.5,-0.5], SEARCH_MAX=[0.5,0.5,0.5], GRID_SIZE=13, TRAJECTORY_MODE=grid, LATERAL_SPAN=0.6, VERTICAL_SPAN=0.36, BASE_DISTANCE=1, DISTANCE_SPAN=0.18, ORBIT_RADIUS=1.3, ORBIT_RADIUS_SPAN=0, ORBIT_ANGLE_SPAN_DEG=360.0, ORBIT_START_ANGLE_DEG=0.0, ORBIT_VERTICAL_SPAN=0.0, ORIENTATION_MODE=fixed, FIXED_VIEW_DIRECTION=[0,1,0], SCAN_CENTER=[0.0,0.0,0.0], NUM_ITERATIONS=10000, HISTORY_INTERVAL=1000, MAX_SOURCES_TO_REPORT=1, MIN_SOURCE_DISTANCE=0.08, ACTIVITY_MAX_RELATIVE_DROP=0.5, PRINT_GENERATED_COUNTS_TABLE=False, UPDATE_FRAME_MAX_VOXELS=1000, GIF_FPS=1.0, AXIS_LIMITS_3D=[[-1,1],[-1,1],[-1,1]]",1.0,1000.0,100.0,1.0,0.08,2,5000.0,1000.0,1.0,3,10.0,0.0,0.0,18.971432800000912,0.18,-0.2,0.2,0.25,-0.5,0.0,74.54040489147933,0.3672873534441392,0.3672873534441392,5,0.07230437672622989,0.32216282977539307,0.34164558297279635,0.34431279155486944,0.3646930427623215
46,k_model,"reconstruction_method=mlem, SEED=11, NUM_MEASUREMENTS=50, TRUE_SOURCE_SPECS=[{""position"":[0.18,-0.2,0.2],""relative_strength"":1.0}], NUM_CHANNELS=16, DIODE_PITCH=0.006, SEARCH_MIN=[-0.5,-0.5,-0.5], SEARCH_MAX=[0.5,0.5,0.5], GRID_SIZE=13, TRAJECTORY_MODE=grid, LATERAL_SPAN=0.6, VERTICAL_SPAN=0.36, BASE_DISTANCE=1, DISTANCE_SPAN=0.18, ORBIT_RADIUS=1.3, ORBIT_RADIUS_SPAN=0, ORBIT_ANGLE_SPAN_DEG=360.0, ORBIT_START_ANGLE_DEG=0.0, ORBIT_VERTICAL_SPAN=0.0, ORIENTATION_MODE=fixed, FIXED_VIEW_DIRECTION=[0,1,0], SCAN_CENTER=[0.0,0.0,0.0], NUM_ITERATIONS=10000, HISTORY_INTERVAL=1000, MAX_SOURCES_TO_REPORT=1, MIN_SOURCE_DISTANCE=0.08, ACTIVITY_MAX_RELATIVE_DROP=0.5, PRINT_GENERATED_COUNTS_TABLE=False, UPDATE_FRAME_MAX_VOXELS=1000, GIF_FPS=1.0, AXIS_LIMITS_3D=[[-1,1],[-1,1],[-1,1]]",1.0,1000.0,100.0,1.0,0.08,2,5000.0,1000.0,1.0,4.5,10.0,0.0,0.0,16.67914870000095,0.18,-0.2,0.2,0.25,-0.5,0.0,208.16377614810443,0.3672873534441392,0.3672873534441392,5,0.19370358815215674,0.3285659074760428,0.45972183015272144,0.47548437128422283,0.6619967366660392
47,k_model,"reconstruction_method=mlem, SEED=11, NUM_MEASUREMENTS=50, TRUE_SOURCE_SPECS=[{""position"":[0.18,-0.2,0.2],""relative_strength"":1.0}], NUM_CHANNELS=16, DIODE_PITCH=0.006, SEARCH_MIN=[-0.5,-0.5,-0.5], SEARCH_MAX=[0.5,0.5,0.5], GRID_SIZE=13, TRAJECTORY_MODE=grid, LATERAL_SPAN=0.6, VERTICAL_SPAN=0.36, BASE_DISTANCE=1, DISTANCE_SPAN=0.18, ORBIT_RADIUS=1.3, ORBIT_RADIUS_SPAN=0, ORBIT_ANGLE_SPAN_DEG=360.0, ORBIT_START_ANGLE_DEG=0.0, ORBIT_VERTICAL_SPAN=0.0, ORIENTATION_MODE=fixed, FIXED_VIEW_DIRECTION=[0,1,0], SCAN_CENTER=[0.0,0.0,0.0], NUM_ITERATIONS=10000, HISTORY_INTERVAL=1000, MAX_SOURCES_TO_REPORT=1, MIN_SOURCE_DISTANCE=0.08, ACTIVITY_MAX_RELATIVE_DROP=0.5, PRINT_GENERATED_COUNTS_TABLE=False, UPDATE_FRAME_MAX_VOXELS=1000, GIF_FPS=1.0, AXIS_LIMITS_3D=[[-1,1],[-1,1],[-1,1]]",1.0,1000.0,100.0,1.0,0.08,2,5000.0,1000.0,1.0,6,10.0,0.0,0.0,16.786207600000125,0.18,-0.2,0.2,0.5,-0.5,-0.5,314.08541498455486,0.8260750571225353,0.8260750571225353,4,0.18670464809369033,0.3285659074760428,0.47068247369557803,0.5098437845953904,0.6884387460190166
48,k_model,"reconstruction_method=mlem, SEED=11, NUM_MEASUREMENTS=50, TRUE_SOURCE_SPECS=[{""position"":[0.18,-0.2,0.2],""relative_strength"":1.0}], NUM_CHANNELS=16, DIODE_PITCH=0.006, SEARCH_MIN=[-0.5,-0.5,-0.5], SEARCH_MAX=[0.5,0.5,0.5], GRID_SIZE=13, TRAJECTORY_MODE=grid, LATERAL_SPAN=0.6, VERTICAL_SPAN=0.36, BASE_DISTANCE=1, DISTANCE_SPAN=0.18, ORBIT_RADIUS=1.3, ORBIT_RADIUS_SPAN=0, ORBIT_ANGLE_SPAN_DEG=360.0, ORBIT_START_ANGLE_DEG=0.0, ORBIT_VERTICAL_SPAN=0.0, ORIENTATION_MODE=fixed, FIXED_VIEW_DIRECTION=[0,1,0], SCAN_CENTER=[0.0,0.0,0.0], NUM_ITERATIONS=10000, HISTORY_INTERVAL=1000, MAX_SOURCES_TO_REPORT=1, MIN_SOURCE_DISTANCE=0.08, ACTIVITY_MAX_RELATIVE_DROP=0.5, PRINT_GENERATED_COUNTS_TABLE=False, UPDATE_FRAME_MAX_VOXELS=1000, GIF_FPS=1.0, AXIS_LIMITS_3D=[[-1,1],[-1,1],[-1,1]]",1.0,1000.0,100.0,1.0,0.08,2,5000.0,1000.0,1.0,9,10.0,0.0,0.0,17.179016899999624,0.18,-0.2,0.2,0.5,-0.5,-0.5,331.5644895837642,0.8260750571225353,0.8260750571225353,9,0.28985400971153563,0.30443025108845173,0.48179413145019584,0.5046998799083775,0.7912629329129502
49,k_model,"reconstruction_method=mlem, SEED=11, NUM_MEASUREMENTS=50, TRUE_SOURCE_SPECS=[{""position"":[0.18,-0.2,0.2],""relative_strength"":1.0}], NUM_CHANNELS=16, DIODE_PITCH=0.006, SEARCH_MIN=[-0.5,-0.5,-0.5], SEARCH_MAX=[0.5,0.5,0.5], GRID_SIZE=13, TRAJECTORY_MODE=grid, LATERAL_SPAN=0.6, VERTICAL_SPAN=0.36, BASE_DISTANCE=1, DISTANCE_SPAN=0.18, ORBIT_RADIUS=1.3, ORBIT_RADIUS_SPAN=0, ORBIT_ANGLE_SPAN_DEG=360.0, ORBIT_START_ANGLE_DEG=0.0, ORBIT_VERTICAL_SPAN=0.0, ORIENTATION_MODE=fixed, FIXED_VIEW_DIRECTION=[0,1,0], SCAN_CENTER=[0.0,0.0,0.0], NUM_ITERATIONS=10000, HISTORY_INTERVAL=1000, MAX_SOURCES_TO_REPORT=1, MIN_SOURCE_DISTANCE=0.08, ACTIVITY_MAX_RELATIVE_DROP=0.5, PRINT_GENERATED_COUNTS_TABLE=False, UPDATE_FRAME_MAX_VOXELS=1000, GIF_FPS=1.0, AXIS_LIMITS_3D=[[-1,1],[-1,1],[-1,1]]",1.0,1000.0,100.0,1.0,0.08,4.5,5000.0,1000.0,1.0,2,10.0,0.0,0.0,16.170223799999803,0.18,-0.2,0.2,0.08333333333333326,-0.5,0.16666666666666663,217.26412529263186,0.31694724412046177,0.31694724412046177,3,0.26692259714863426,0.31694724412046177,0.32556068219506856,0.32350482763437005,0.33630938365337226
50,k_model,"reconstruction_method=mlem, SEED=11, NUM_MEASUREMENTS=50, TRUE_SOURCE_SPECS=[{""position"":[0.18,-0.2,0.2],""relative_strength"":1.0}], NUM_CHANNELS=16, DIODE_PITCH=0.006, SEARCH_MIN=[-0.5,-0.5,-0.5], SEARCH_MAX=[0.5,0.5,0.5], GRID_SIZE=13, TRAJECTORY_MODE=grid, LATERAL_SPAN=0.6, VERTICAL_SPAN=0.36, BASE_DISTANCE=1, DISTANCE_SPAN=0.18, ORBIT_RADIUS=1.3, ORBIT_RADIUS_SPAN=0, ORBIT_ANGLE_SPAN_DEG=360.0, ORBIT_START_ANGLE_DEG=0.0, ORBIT_VERTICAL_SPAN=0.0, ORIENTATION_MODE=fixed, FIXED_VIEW_DIRECTION=[0,1,0], SCAN_CENTER=[0.0,0.0,0.0], NUM_ITERATIONS=10000, HISTORY_INTERVAL=1000, MAX_SOURCES_TO_REPORT=1, MIN_SOURCE_DISTANCE=0.08, ACTIVITY_MAX_RELATIVE_DROP=0.5, PRINT_GENERATED_COUNTS_TABLE=False, UPDATE_FRAME_MAX_VOXELS=1000, GIF_FPS=1.0, AXIS_LIMITS_3D=[[-1,1],[-1,1],[-1,1]]",1.0,1000.0,100.0,1.0,0.08,4.5,5000.0,1000.0,1.0,3,10.0,0.0,0.0,15.77810540000064,0.18,-0.2,0.2,0.08333333333333326,-0.5,0.16666666666666663,136.28207348139864,0.31694724412046177,0.31694724412046177,3,0.12902027397498395,0.31694724412046177,0.3305316315967059,0.32802758139637955,0.33806495294344513
51,k_model,"reconstruction_method=mlem, SEED=11, NUM_MEASUREMENTS=50, TRUE_SOURCE_SPECS=[{""position"":[0.18,-0.2,0.2],""relative_strength"":1.0}], NUM_CHANNELS=16, DIODE_PITCH=0.006, SEARCH_MIN=[-0.5,-0.5,-0.5], SEARCH_MAX=[0.5,0.5,0.5], GRID_SIZE=13, TRAJECTORY_MODE=grid, LATERAL_SPAN=0.6, VERTICAL_SPAN=0.36, BASE_DISTANCE=1, DISTANCE_SPAN=0.18, ORBIT_RADIUS=1.3, ORBIT_RADIUS_SPAN=0, ORBIT_ANGLE_SPAN_DEG=360.0, ORBIT_START_ANGLE_DEG=0.0, ORBIT_VERTICAL_SPAN=0.0, ORIENTATION_MODE=fixed, FIXED_VIEW_DIRECTION=[0,1,0], SCAN_CENTER=[0.0,0.0,0.0], NUM_ITERATIONS=10000, HISTORY_INTERVAL=1000, MAX_SOURCES_TO_REPORT=1, MIN_SOURCE_DISTANCE=0.08, ACTIVITY_MAX_RELATIVE_DROP=0.5, PRINT_GENERATED_COUNTS_TABLE=False, UPDATE_FRAME_MAX_VOXELS=1000, GIF_FPS=1.0, AXIS_LIMITS_3D=[[-1,1],[-1,1],[-1,1]]",1.0,1000.0,100.0,1.0,0.08,4.5,5000.0,1000.0,1.0,4.5,10.0,0.0,0.0,16.808350999999675,0.18,-0.2,0.2,0.08333333333333326,-0.5,0.08333333333333326,45.423797164857476,0.33608861265379936,0.33608861265379936,14,0.12658704695383893,0.13808210118138659,0.24749214552457094,0.25378016442439616,0.3319108777902775
52,k_model,"reconstruction_method=mlem, SEED=11, NUM_MEASUREMENTS=50, TRUE_SOURCE_SPECS=[{""position"":[0.18,-0.2,0.2],""relative_strength"":1.0}], NUM_CHANNELS=16, DIODE_PITCH=0.006, SEARCH_MIN=[-0.5,-0.5,-0.5], SEARCH_MAX=[0.5,0.5,0.5], GRID_SIZE=13, TRAJECTORY_MODE=grid, LATERAL_SPAN=0.6, VERTICAL_SPAN=0.36, BASE_DISTANCE=1, DISTANCE_SPAN=0.18, ORBIT_RADIUS=1.3, ORBIT_RADIUS_SPAN=0, ORBIT_ANGLE_SPAN_DEG=360.0, ORBIT_START_ANGLE_DEG=0.0, ORBIT_VERTICAL_SPAN=0.0, ORIENTATION_MODE=fixed, FIXED_VIEW_DIRECTION=[0,1,0], SCAN_CENTER=[0.0,0.0,0.0], NUM_ITERATIONS=10000, HISTORY_INTERVAL=1000, MAX_SOURCES_TO_REPORT=1, MIN_SOURCE_DISTANCE=0.08, ACTIVITY_MAX_RELATIVE_DROP=0.5, PRINT_GENERATED_COUNTS_TABLE=False, UPDATE_FRAME_MAX_VOXELS=1000, GIF_FPS=1.0, AXIS_LIMITS_3D=[[-1,1],[-1,1],[-1,1]]",1.0,1000.0,100.0,1.0,0.08,4.5,5000.0,1000.0,1.0,6,10.0,0.0,0.0,18.300107400000343,0.18,-0.2,0.2,0.25,-0.5,0.0,54.13830154163236,0.3672873534441392,0.3672873534441392,11,0.10345721222877483,0.3021405118299909,0.33734194371295234,0.33805996013219247,0.36879684259916207
53,k_model,"reconstruction_method=mlem, SEED=11, NUM_MEASUREMENTS=50, TRUE_SOURCE_SPECS=[{""position"":[0.18,-0.2,0.2],""relative_strength"":1.0}], NUM_CHANNELS=16, DIODE_PITCH=0.006, SEARCH_MIN=[-0.5,-0.5,-0.5], SEARCH_MAX=[0.5,0.5,0.5], GRID_SIZE=13, TRAJECTORY_MODE=grid, LATERAL_SPAN=0.6, VERTICAL_SPAN=0.36, BASE_DISTANCE=1, DISTANCE_SPAN=0.18, ORBIT_RADIUS=1.3, ORBIT_RADIUS_SPAN=0, ORBIT_ANGLE_SPAN_DEG=360.0, ORBIT_START_ANGLE_DEG=0.0, ORBIT_VERTICAL_SPAN=0.0, ORIENTATION_MODE=fixed, FIXED_VIEW_DIRECTION=[0,1,0], SCAN_CENTER=[0.0,0.0,0.0], NUM_ITERATIONS=10000, HISTORY_INTERVAL=1000, MAX_SOURCES_TO_REPORT=1, MIN_SOURCE_DISTANCE=0.08, ACTIVITY_MAX_RELATIVE_DROP=0.5, PRINT_GENERATED_COUNTS_TABLE=False, UPDATE_FRAME_MAX_VOXELS=1000, GIF_FPS=1.0, AXIS_LIMITS_3D=[[-1,1],[-1,1],[-1,1]]",1.0,1000.0,100.0,1.0,0.08,4.5,5000.0,1000.0,1.0,9,10.0,0.0,0.0,15.363460500000656,0.18,-0.2,0.2,0.16666666666666663,-0.5,0.25,169.37664480964665,0.30443025108845173,0.30443025108845173,5,0.11662896811625001,0.30443025108845173,0.34498772658858384,0.3414255070380078,0.37088815406167286
54,k_model,"reconstruction_method=mlem, SEED=11, NUM_MEASUREMENTS=50, TRUE_SOURCE_SPECS=[{""position"":[0.18,-0.2,0.2],""relative_strength"":1.0}], NUM_CHANNELS=16, DIODE_PITCH=0.006, SEARCH_MIN=[-0.5,-0.5,-0.5], SEARCH_MAX=[0.5,0.5,0.5], GRID_SIZE=13, TRAJECTORY_MODE=grid, LATERAL_SPAN=0.6, VERTICAL_SPAN=0.36, BASE_DISTANCE=1, DISTANCE_SPAN=0.18, ORBIT_RADIUS=1.3, ORBIT_RADIUS_SPAN=0, ORBIT_ANGLE_SPAN_DEG=360.0, ORBIT_START_ANGLE_DEG=0.0, ORBIT_VERTICAL_SPAN=0.0, ORIENTATION_MODE=fixed, FIXED_VIEW_DIRECTION=[0,1,0], SCAN_CENTER=[0.0,0.0,0.0], NUM_ITERATIONS=10000, HISTORY_INTERVAL=1000, MAX_SOURCES_TO_REPORT=1, MIN_SOURCE_DISTANCE=0.08, ACTIVITY_MAX_RELATIVE_DROP=0.5, PRINT_GENERATED_COUNTS_TABLE=False, UPDATE_FRAME_MAX_VOXELS=1000, GIF_FPS=1.0, AXIS_LIMITS_3D=[[-1,1],[-1,1],[-1,1]]",1.0,1000.0,100.0,1.0,0.08,9.0,5000.0,1000.0,1.0,2,10.0,0.0,0.0,19.1079608,0.18,-0.2,0.2,0.16666666666666663,-0.5,0.25,816.5680185725055,0.30443025108845173,0.30443025108845173,1,0.6136970832902728,0.30443025108845173,0.30443025108845173,0.30443025108845173,0.30443025108845173
55,k_model,"reconstruction_method=mlem, SEED=11, NUM_MEASUREMENTS=50, TRUE_SOURCE_SPECS=[{""position"":[0.18,-0.2,0.2],""relative_strength"":1.0}], NUM_CHANNELS=16, DIODE_PITCH=0.006, SEARCH_MIN=[-0.5,-0.5,-0.5], SEARCH_MAX=[0.5,0.5,0.5], GRID_SIZE=13, TRAJECTORY_MODE=grid, LATERAL_SPAN=0.6, VERTICAL_SPAN=0.36, BASE_DISTANCE=1, DISTANCE_SPAN=0.18, ORBIT_RADIUS=1.3, ORBIT_RADIUS_SPAN=0, ORBIT_ANGLE_SPAN_DEG=360.0, ORBIT_START_ANGLE_DEG=0.0, ORBIT_VERTICAL_SPAN=0.0, ORIENTATION_MODE=fixed, FIXED_VIEW_DIRECTION=[0,1,0], SCAN_CENTER=[0.0,0.0,0.0], NUM_ITERATIONS=10000, HISTORY_INTERVAL=1000, MAX_SOURCES_TO_REPORT=1, MIN_SOURCE_DISTANCE=0.08, ACTIVITY_MAX_RELATIVE_DROP=0.5, PRINT_GENERATED_COUNTS_TABLE=False, UPDATE_FRAME_MAX_VOXELS=1000, GIF_FPS=1.0, AXIS_LIMITS_3D=[[-1,1],[-1,1],[-1,1]]",1.0,1000.0,100.0,1.0,0.08,9.0,5000.0,1000.0,1.0,3,10.0,0.0,0.0,18.28483000000051,0.18,-0.2,0.2,0.16666666666666663,-0.5,0.25,679.0099900143492,0.30443025108845173,0.30443025108845173,1,0.458614615979793,0.30443025108845173,0.30443025108845173,0.30443025108845173,0.30443025108845173
56,k_model,"reconstruction_method=mlem, SEED=11, NUM_MEASUREMENTS=50, TRUE_SOURCE_SPECS=[{""position"":[0.18,-0.2,0.2],""relative_strength"":1.0}], NUM_CHANNELS=16, DIODE_PITCH=0.006, SEARCH_MIN=[-0.5,-0.5,-0.5], SEARCH_MAX=[0.5,0.5,0.5], GRID_SIZE=13, TRAJECTORY_MODE=grid, LATERAL_SPAN=0.6, VERTICAL_SPAN=0.36, BASE_DISTANCE=1, DISTANCE_SPAN=0.18, ORBIT_RADIUS=1.3, ORBIT_RADIUS_SPAN=0, ORBIT_ANGLE_SPAN_DEG=360.0, ORBIT_START_ANGLE_DEG=0.0, ORBIT_VERTICAL_SPAN=0.0, ORIENTATION_MODE=fixed, FIXED_VIEW_DIRECTION=[0,1,0], SCAN_CENTER=[0.0,0.0,0.0], NUM_ITERATIONS=10000, HISTORY_INTERVAL=1000, MAX_SOURCES_TO_REPORT=1, MIN_SOURCE_DISTANCE=0.08, ACTIVITY_MAX_RELATIVE_DROP=0.5, PRINT_GENERATED_COUNTS_TABLE=False, UPDATE_FRAME_MAX_VOXELS=1000, GIF_FPS=1.0, AXIS_LIMITS_3D=[[-1,1],[-1,1],[-1,1]]",1.0,1000.0,100.0,1.0,0.08,9.0,5000.0,1000.0,1.0,4.5,10.0,0.0,0.0,49.309632199998305,0.18,-0.2,0.2,0.08333333333333326,-0.5,0.16666666666666663,720.4336315665,0.31694724412046177,0.31694724412046177,2,0.5629319164347273,0.31694724412046177,0.32775314106815917,0.3244193803787311,0.3363978586263171
57,k_model,"reconstruction_method=mlem, SEED=11, NUM_MEASUREMENTS=50, TRUE_SOURCE_SPECS=[{""position"":[0.18,-0.2,0.2],""relative_strength"":1.0}], NUM_CHANNELS=16, DIODE_PITCH=0.006, SEARCH_MIN=[-0.5,-0.5,-0.5], SEARCH_MAX=[0.5,0.5,0.5], GRID_SIZE=13, TRAJECTORY_MODE=grid, LATERAL_SPAN=0.6, VERTICAL_SPAN=0.36, BASE_DISTANCE=1, DISTANCE_SPAN=0.18, ORBIT_RADIUS=1.3, ORBIT_RADIUS_SPAN=0, ORBIT_ANGLE_SPAN_DEG=360.0, ORBIT_START_ANGLE_DEG=0.0, ORBIT_VERTICAL_SPAN=0.0, ORIENTATION_MODE=fixed, FIXED_VIEW_DIRECTION=[0,1,0], SCAN_CENTER=[0.0,0.0,0.0], NUM_ITERATIONS=10000, HISTORY_INTERVAL=1000, MAX_SOURCES_TO_REPORT=1, MIN_SOURCE_DISTANCE=0.08, ACTIVITY_MAX_RELATIVE_DROP=0.5, PRINT_GENERATED_COUNTS_TABLE=False, UPDATE_FRAME_MAX_VOXELS=1000, GIF_FPS=1.0, AXIS_LIMITS_3D=[[-1,1],[-1,1],[-1,1]]",1.0,1000.0,100.0,1.0,0.08,9.0,5000.0,1000.0,1.0,6,10.0,0.0,0.0,58.262540499999886,0.18,-0.2,0.2,0.08333333333333326,-0.5,0.16666666666666663,382.4169840568451,0.31694724412046177,0.31694724412046177,2,0.2541516545058505,0.31694724412046177,0.32775314106815917,0.32578550627668107,0.3363978586263171
58,k_model,"reconstruction_method=mlem, SEED=11, NUM_MEASUREMENTS=50, TRUE_SOURCE_SPECS=[{""position"":[0.18,-0.2,0.2],""relative_strength"":1.0}], NUM_CHANNELS=16, DIODE_PITCH=0.006, SEARCH_MIN=[-0.5,-0.5,-0.5], SEARCH_MAX=[0.5,0.5,0.5], GRID_SIZE=13, TRAJECTORY_MODE=grid, LATERAL_SPAN=0.6, VERTICAL_SPAN=0.36, BASE_DISTANCE=1, DISTANCE_SPAN=0.18, ORBIT_RADIUS=1.3, ORBIT_RADIUS_SPAN=0, ORBIT_ANGLE_SPAN_DEG=360.0, ORBIT_START_ANGLE_DEG=0.0, ORBIT_VERTICAL_SPAN=0.0, ORIENTATION_MODE=fixed, FIXED_VIEW_DIRECTION=[0,1,0], SCAN_CENTER=[0.0,0.0,0.0], NUM_ITERATIONS=10000, HISTORY_INTERVAL=1000, MAX_SOURCES_TO_REPORT=1, MIN_SOURCE_DISTANCE=0.08, ACTIVITY_MAX_RELATIVE_DROP=0.5, PRINT_GENERATED_COUNTS_TABLE=False, UPDATE_FRAME_MAX_VOXELS=1000, GIF_FPS=1.0, AXIS_LIMITS_3D=[[-1,1],[-1,1],[-1,1]]",1.0,1000.0,100.0,1.0,0.08,9.0,5000.0,1000.0,1.0,9,10.0,0.0,0.0,63.80948929999977,0.18,-0.2,0.2,0.16666666666666663,-0.33333333333333337,0.16666666666666663,190.0928598957739,0.13808210118138659,0.13808210118138659,7,0.2584305774521056,0.0489897948556636,0.08980410418690951,0.09085050904282091,0.14454384898221476
59,motion_uncertainty,"reconstruction_method=mlem, SEED=11, NUM_MEASUREMENTS=50, TRUE_SOURCE_SPECS=[{""position"":[0.18,-0.2,0.2],""relative_strength"":1.0}], NUM_CHANNELS=16, DIODE_PITCH=0.006, SEARCH_MIN=[-0.5,-0.5,-0.5], SEARCH_MAX=[0.5,0.5,0.5], GRID_SIZE=13, TRAJECTORY_MODE=grid, LATERAL_SPAN=0.6, VERTICAL_SPAN=0.36, BASE_DISTANCE=1, DISTANCE_SPAN=0.18, ORBIT_RADIUS=1.3, ORBIT_RADIUS_SPAN=0, ORBIT_ANGLE_SPAN_DEG=360.0, ORBIT_START_ANGLE_DEG=0.0, ORBIT_VERTICAL_SPAN=0.0, ORIENTATION_MODE=fixed, FIXED_VIEW_DIRECTION=[0,1,0], SCAN_CENTER=[0.0,0.0,0.0], NUM_ITERATIONS=10000, HISTORY_INTERVAL=1000, MAX_SOURCES_TO_REPORT=1, MIN_SOURCE_DISTANCE=0.08, ACTIVITY_MAX_RELATIVE_DROP=0.5, PRINT_GENERATED_COUNTS_TABLE=False, UPDATE_FRAME_MAX_VOXELS=1000, GIF_FPS=1.0, AXIS_LIMITS_3D=[[-1,1],[-1,1],[-1,1]]",1.0,1000.0,100.0,1.0,0.08,4.5,5000.0,1000.0,1.0,4.5,0.0,0.0,0.0,66.89140749999933,0.18,-0.2,0.2,0.16666666666666663,-0.5,0.08333333333333326,51.298413532570564,0.32216282977539307,0.32216282977539307,5,0.062114526083302216,0.3021405118299909,0.3161034861621828,0.31811962475095296,0.3265112803674444
60,motion_uncertainty,"reconstruction_method=mlem, SEED=11, NUM_MEASUREMENTS=50, TRUE_SOURCE_SPECS=[{""position"":[0.18,-0.2,0.2],""relative_strength"":1.0}], NUM_CHANNELS=16, DIODE_PITCH=0.006, SEARCH_MIN=[-0.5,-0.5,-0.5], SEARCH_MAX=[0.5,0.5,0.5], GRID_SIZE=13, TRAJECTORY_MODE=grid, LATERAL_SPAN=0.6, VERTICAL_SPAN=0.36, BASE_DISTANCE=1, DISTANCE_SPAN=0.18, ORBIT_RADIUS=1.3, ORBIT_RADIUS_SPAN=0, ORBIT_ANGLE_SPAN_DEG=360.0, ORBIT_START_ANGLE_DEG=0.0, ORBIT_VERTICAL_SPAN=0.0, ORIENTATION_MODE=fixed, FIXED_VIEW_DIRECTION=[0,1,0], SCAN_CENTER=[0.0,0.0,0.0], NUM_ITERATIONS=10000, HISTORY_INTERVAL=1000, MAX_SOURCES_TO_REPORT=1, MIN_SOURCE_DISTANCE=0.08, ACTIVITY_MAX_RELATIVE_DROP=0.5, PRINT_GENERATED_COUNTS_TABLE=False, UPDATE_FRAME_MAX_VOXELS=1000, GIF_FPS=1.0, AXIS_LIMITS_3D=[[-1,1],[-1,1],[-1,1]]",1.0,1000.0,100.0,1.0,0.08,4.5,5000.0,1000.0,1.0,4.5,0.0,0.0,10.0,70.19528549999995,0.18,-0.2,0.2,0.16666666666666663,-0.5,0.08333333333333326,51.62211890676199,0.32216282977539307,0.32216282977539307,5,0.06202392345291868,0.3021405118299909,0.3161034861621828,0.31796505425225924,0.3265112803674444
61,motion_uncertainty,"reconstruction_method=mlem, SEED=11, NUM_MEASUREMENTS=50, TRUE_SOURCE_SPECS=[{""position"":[0.18,-0.2,0.2],""relative_strength"":1.0}], NUM_CHANNELS=16, DIODE_PITCH=0.006, SEARCH_MIN=[-0.5,-0.5,-0.5], SEARCH_MAX=[0.5,0.5,0.5], GRID_SIZE=13, TRAJECTORY_MODE=grid, LATERAL_SPAN=0.6, VERTICAL_SPAN=0.36, BASE_DISTANCE=1, DISTANCE_SPAN=0.18, ORBIT_RADIUS=1.3, ORBIT_RADIUS_SPAN=0, ORBIT_ANGLE_SPAN_DEG=360.0, ORBIT_START_ANGLE_DEG=0.0, ORBIT_VERTICAL_SPAN=0.0, ORIENTATION_MODE=fixed, FIXED_VIEW_DIRECTION=[0,1,0], SCAN_CENTER=[0.0,0.0,0.0], NUM_ITERATIONS=10000, HISTORY_INTERVAL=1000, MAX_SOURCES_TO_REPORT=1, MIN_SOURCE_DISTANCE=0.08, ACTIVITY_MAX_RELATIVE_DROP=0.5, PRINT_GENERATED_COUNTS_TABLE=False, UPDATE_FRAME_MAX_VOXELS=1000, GIF_FPS=1.0, AXIS_LIMITS_3D=[[-1,1],[-1,1],[-1,1]]",1.0,1000.0,100.0,1.0,0.08,4.5,5000.0,1000.0,1.0,4.5,0.0,0.0,25.0,73.99125549999917,0.18,-0.2,0.2,0.16666666666666663,-0.5,0.08333333333333326,46.0645779676377,0.32216282977539307,0.32216282977539307,9,0.09846779351946039,0.3021405118299909,0.33101984454903094,0.32990127261321783,0.36209873208050375
62,motion_uncertainty,"reconstruction_method=mlem, SEED=11, NUM_MEASUREMENTS=50, TRUE_SOURCE_SPECS=[{""position"":[0.18,-0.2,0.2],""relative_strength"":1.0}], NUM_CHANNELS=16, DIODE_PITCH=0.006, SEARCH_MIN=[-0.5,-0.5,-0.5], SEARCH_MAX=[0.5,0.5,0.5], GRID_SIZE=13, TRAJECTORY_MODE=grid, LATERAL_SPAN=0.6, VERTICAL_SPAN=0.36, BASE_DISTANCE=1, DISTANCE_SPAN=0.18, ORBIT_RADIUS=1.3, ORBIT_RADIUS_SPAN=0, ORBIT_ANGLE_SPAN_DEG=360.0, ORBIT_START_ANGLE_DEG=0.0, ORBIT_VERTICAL_SPAN=0.0, ORIENTATION_MODE=fixed, FIXED_VIEW_DIRECTION=[0,1,0], SCAN_CENTER=[0.0,0.0,0.0], NUM_ITERATIONS=10000, HISTORY_INTERVAL=1000, MAX_SOURCES_TO_REPORT=1, MIN_SOURCE_DISTANCE=0.08, ACTIVITY_MAX_RELATIVE_DROP=0.5, PRINT_GENERATED_COUNTS_TABLE=False, UPDATE_FRAME_MAX_VOXELS=1000, GIF_FPS=1.0, AXIS_LIMITS_3D=[[-1,1],[-1,1],[-1,1]]",1.0,1000.0,100.0,1.0,0.08,4.5,5000.0,1000.0,1.0,4.5,0.0,0.0,45.0,62.74138409999978,0.18,-0.2,0.2,0.16666666666666663,-0.5,0.08333333333333326,51.315504997144444,0.32216282977539307,0.32216282977539307,7,0.09648254619000828,0.3021405118299909,0.32012739217214914,0.31967718481767476,0.3419667791531252
63,motion_uncertainty,"reconstruction_method=mlem, SEED=11, NUM_MEASUREMENTS=50, TRUE_SOURCE_SPECS=[{""position"":[0.18,-0.2,0.2],""relative_strength"":1.0}], NUM_CHANNELS=16, DIODE_PITCH=0.006, SEARCH_MIN=[-0.5,-0.5,-0.5], SEARCH_MAX=[0.5,0.5,0.5], GRID_SIZE=13, TRAJECTORY_MODE=grid, LATERAL_SPAN=0.6, VERTICAL_SPAN=0.36, BASE_DISTANCE=1, DISTANCE_SPAN=0.18, ORBIT_RADIUS=1.3, ORBIT_RADIUS_SPAN=0, ORBIT_ANGLE_SPAN_DEG=360.0, ORBIT_START_ANGLE_DEG=0.0, ORBIT_VERTICAL_SPAN=0.0, ORIENTATION_MODE=fixed, FIXED_VIEW_DIRECTION=[0,1,0], SCAN_CENTER=[0.0,0.0,0.0], NUM_ITERATIONS=10000, HISTORY_INTERVAL=1000, MAX_SOURCES_TO_REPORT=1, MIN_SOURCE_DISTANCE=0.08, ACTIVITY_MAX_RELATIVE_DROP=0.5, PRINT_GENERATED_COUNTS_TABLE=False, UPDATE_FRAME_MAX_VOXELS=1000, GIF_FPS=1.0, AXIS_LIMITS_3D=[[-1,1],[-1,1],[-1,1]]",1.0,1000.0,100.0,1.0,0.08,4.5,5000.0,1000.0,1.0,4.5,0.0,0.0,60.0,65.86685220000072,0.18,-0.2,0.2,0.16666666666666663,-0.5,0.08333333333333326,53.01185056521288,0.32216282977539307,0.32216282977539307,8,0.11058096850190437,0.3021405118299909,0.3299796825268163,0.327490055193269,0.3627473097509582
64,motion_uncertainty,"reconstruction_method=mlem, SEED=11, NUM_MEASUREMENTS=50, TRUE_SOURCE_SPECS=[{""position"":[0.18,-0.2,0.2],""relative_strength"":1.0}], NUM_CHANNELS=16, DIODE_PITCH=0.006, SEARCH_MIN=[-0.5,-0.5,-0.5], SEARCH_MAX=[0.5,0.5,0.5], GRID_SIZE=13, TRAJECTORY_MODE=grid, LATERAL_SPAN=0.6, VERTICAL_SPAN=0.36, BASE_DISTANCE=1, DISTANCE_SPAN=0.18, ORBIT_RADIUS=1.3, ORBIT_RADIUS_SPAN=0, ORBIT_ANGLE_SPAN_DEG=360.0, ORBIT_START_ANGLE_DEG=0.0, ORBIT_VERTICAL_SPAN=0.0, ORIENTATION_MODE=fixed, FIXED_VIEW_DIRECTION=[0,1,0], SCAN_CENTER=[0.0,0.0,0.0], NUM_ITERATIONS=10000, HISTORY_INTERVAL=1000, MAX_SOURCES_TO_REPORT=1, MIN_SOURCE_DISTANCE=0.08, ACTIVITY_MAX_RELATIVE_DROP=0.5, PRINT_GENERATED_COUNTS_TABLE=False, UPDATE_FRAME_MAX_VOXELS=1000, GIF_FPS=1.0, AXIS_LIMITS_3D=[[-1,1],[-1,1],[-1,1]]",1.0,1000.0,100.0,1.0,0.08,4.5,5000.0,1000.0,1.0,4.5,0.0,10.0,0.0,71.37889709999945,0.18,-0.2,0.2,0.16666666666666663,-0.5,0.08333333333333326,53.3459091034071,0.32216282977539307,0.32216282977539307,4,0.053520610479017516,0.3021405118299909,0.3158925466726131,0.3187048024299535,0.3272360221327863
65,motion_uncertainty,"reconstruction_method=mlem, SEED=11, NUM_MEASUREMENTS=50, TRUE_SOURCE_SPECS=[{""position"":[0.18,-0.2,0.2],""relative_strength"":1.0}], NUM_CHANNELS=16, DIODE_PITCH=0.006, SEARCH_MIN=[-0.5,-0.5,-0.5], SEARCH_MAX=[0.5,0.5,0.5], GRID_SIZE=13, TRAJECTORY_MODE=grid, LATERAL_SPAN=0.6, VERTICAL_SPAN=0.36, BASE_DISTANCE=1, DISTANCE_SPAN=0.18, ORBIT_RADIUS=1.3, ORBIT_RADIUS_SPAN=0, ORBIT_ANGLE_SPAN_DEG=360.0, ORBIT_START_ANGLE_DEG=0.0, ORBIT_VERTICAL_SPAN=0.0, ORIENTATION_MODE=fixed, FIXED_VIEW_DIRECTION=[0,1,0], SCAN_CENTER=[0.0,0.0,0.0], NUM_ITERATIONS=10000, HISTORY_INTERVAL=1000, MAX_SOURCES_TO_REPORT=1, MIN_SOURCE_DISTANCE=0.08, ACTIVITY_MAX_RELATIVE_DROP=0.5, PRINT_GENERATED_COUNTS_TABLE=False, UPDATE_FRAME_MAX_VOXELS=1000, GIF_FPS=1.0, AXIS_LIMITS_3D=[[-1,1],[-1,1],[-1,1]]",1.0,1000.0,100.0,1.0,0.08,4.5,5000.0,1000.0,1.0,4.5,0.0,10.0,10.0,64.58617520000007,0.18,-0.2,0.2,0.25,-0.5,0.08333333333333326,53.25844835580016,0.329410247428812,0.329410247428812,5,0.06467867373061267,0.3021405118299909,0.3161034861621828,0.3184813917173294,0.3265112803674444
66,motion_uncertainty,"reconstruction_method=mlem, SEED=11, NUM_MEASUREMENTS=50, TRUE_SOURCE_SPECS=[{""position"":[0.18,-0.2,0.2],""relative_strength"":1.0}], NUM_CHANNELS=16, DIODE_PITCH=0.006, SEARCH_MIN=[-0.5,-0.5,-0.5], SEARCH_MAX=[0.5,0.5,0.5], GRID_SIZE=13, TRAJECTORY_MODE=grid, LATERAL_SPAN=0.6, VERTICAL_SPAN=0.36, BASE_DISTANCE=1, DISTANCE_SPAN=0.18, ORBIT_RADIUS=1.3, ORBIT_RADIUS_SPAN=0, ORBIT_ANGLE_SPAN_DEG=360.0, ORBIT_START_ANGLE_DEG=0.0, ORBIT_VERTICAL_SPAN=0.0, ORIENTATION_MODE=fixed, FIXED_VIEW_DIRECTION=[0,1,0], SCAN_CENTER=[0.0,0.0,0.0], NUM_ITERATIONS=10000, HISTORY_INTERVAL=1000, MAX_SOURCES_TO_REPORT=1, MIN_SOURCE_DISTANCE=0.08, ACTIVITY_MAX_RELATIVE_DROP=0.5, PRINT_GENERATED_COUNTS_TABLE=False, UPDATE_FRAME_MAX_VOXELS=1000, GIF_FPS=1.0, AXIS_LIMITS_3D=[[-1,1],[-1,1],[-1,1]]",1.0,1000.0,100.0,1.0,0.08,4.5,5000.0,1000.0,1.0,4.5,0.0,10.0,25.0,67.77077140000074,0.18,-0.2,0.2,0.25,-0.5,0.08333333333333326,49.11105651863752,0.329410247428812,0.329410247428812,8,0.09240557766952945,0.3021405118299909,0.332505979634655,0.33041998817219215,0.3627473097509582
67,motion_uncertainty,"reconstruction_method=mlem, SEED=11, NUM_MEASUREMENTS=50, TRUE_SOURCE_SPECS=[{""position"":[0.18,-0.2,0.2],""relative_strength"":1.0}], NUM_CHANNELS=16, DIODE_PITCH=0.006, SEARCH_MIN=[-0.5,-0.5,-0.5], SEARCH_MAX=[0.5,0.5,0.5], GRID_SIZE=13, TRAJECTORY_MODE=grid, LATERAL_SPAN=0.6, VERTICAL_SPAN=0.36, BASE_DISTANCE=1, DISTANCE_SPAN=0.18, ORBIT_RADIUS=1.3, ORBIT_RADIUS_SPAN=0, ORBIT_ANGLE_SPAN_DEG=360.0, ORBIT_START_ANGLE_DEG=0.0, ORBIT_VERTICAL_SPAN=0.0, ORIENTATION_MODE=fixed, FIXED_VIEW_DIRECTION=[0,1,0], SCAN_CENTER=[0.0,0.0,0.0], NUM_ITERATIONS=10000, HISTORY_INTERVAL=1000, MAX_SOURCES_TO_REPORT=1, MIN_SOURCE_DISTANCE=0.08, ACTIVITY_MAX_RELATIVE_DROP=0.5, PRINT_GENERATED_COUNTS_TABLE=False, UPDATE_FRAME_MAX_VOXELS=1000, GIF_FPS=1.0, AXIS_LIMITS_3D=[[-1,1],[-1,1],[-1,1]]",1.0,1000.0,100.0,1.0,0.08,4.5,5000.0,1000.0,1.0,4.5,0.0,10.0,45.0,67.67377689999921,0.18,-0.2,0.2,0.25,-0.5,0.08333333333333326,53.63039390507681,0.329410247428812,0.329410247428812,5,0.07849712899220615,0.3021405118299909,0.3161034861621828,0.3171312775537803,0.3265112803674444
68,motion_uncertainty,"reconstruction_method=mlem, SEED=11, NUM_MEASUREMENTS=50, TRUE_SOURCE_SPECS=[{""position"":[0.18,-0.2,0.2],""relative_strength"":1.0}], NUM_CHANNELS=16, DIODE_PITCH=0.006, SEARCH_MIN=[-0.5,-0.5,-0.5], SEARCH_MAX=[0.5,0.5,0.5], GRID_SIZE=13, TRAJECTORY_MODE=grid, LATERAL_SPAN=0.6, VERTICAL_SPAN=0.36, BASE_DISTANCE=1, DISTANCE_SPAN=0.18, ORBIT_RADIUS=1.3, ORBIT_RADIUS_SPAN=0, ORBIT_ANGLE_SPAN_DEG=360.0, ORBIT_START_ANGLE_DEG=0.0, ORBIT_VERTICAL_SPAN=0.0, ORIENTATION_MODE=fixed, FIXED_VIEW_DIRECTION=[0,1,0], SCAN_CENTER=[0.0,0.0,0.0], NUM_ITERATIONS=10000, HISTORY_INTERVAL=1000, MAX_SOURCES_TO_REPORT=1, MIN_SOURCE_DISTANCE=0.08, ACTIVITY_MAX_RELATIVE_DROP=0.5, PRINT_GENERATED_COUNTS_TABLE=False, UPDATE_FRAME_MAX_VOXELS=1000, GIF_FPS=1.0, AXIS_LIMITS_3D=[[-1,1],[-1,1],[-1,1]]",1.0,1000.0,100.0,1.0,0.08,4.5,5000.0,1000.0,1.0,4.5,0.0,10.0,60.0,67.34990450000078,0.18,-0.2,0.2,0.16666666666666663,-0.5,0.08333333333333326,51.98907850385124,0.32216282977539307,0.32216282977539307,5,0.07765247279036608,0.3021405118299909,0.3151319834753994,0.3165228536681292,0.3265112803674444
69,motion_uncertainty,"reconstruction_method=mlem, SEED=11, NUM_MEASUREMENTS=50, TRUE_SOURCE_SPECS=[{""position"":[0.18,-0.2,0.2],""relative_strength"":1.0}], NUM_CHANNELS=16, DIODE_PITCH=0.006, SEARCH_MIN=[-0.5,-0.5,-0.5], SEARCH_MAX=[0.5,0.5,0.5], GRID_SIZE=13, TRAJECTORY_MODE=grid, LATERAL_SPAN=0.6, VERTICAL_SPAN=0.36, BASE_DISTANCE=1, DISTANCE_SPAN=0.18, ORBIT_RADIUS=1.3, ORBIT_RADIUS_SPAN=0, ORBIT_ANGLE_SPAN_DEG=360.0, ORBIT_START_ANGLE_DEG=0.0, ORBIT_VERTICAL_SPAN=0.0, ORIENTATION_MODE=fixed, FIXED_VIEW_DIRECTION=[0,1,0], SCAN_CENTER=[0.0,0.0,0.0], NUM_ITERATIONS=10000, HISTORY_INTERVAL=1000, MAX_SOURCES_TO_REPORT=1, MIN_SOURCE_DISTANCE=0.08, ACTIVITY_MAX_RELATIVE_DROP=0.5, PRINT_GENERATED_COUNTS_TABLE=False, UPDATE_FRAME_MAX_VOXELS=1000, GIF_FPS=1.0, AXIS_LIMITS_3D=[[-1,1],[-1,1],[-1,1]]",1.0,1000.0,100.0,1.0,0.08,4.5,5000.0,1000.0,1.0,4.5,0.0,25.0,0.0,70.48512750000009,0.18,-0.2,0.2,0.25,-0.5,0.08333333333333326,60.06993678848992,0.329410247428812,0.329410247428812,4,0.06406090589214888,0.3021405118299909,0.3518995144842309,0.3548192283926843,0.41654220246055296
70,motion_uncertainty,"reconstruction_method=mlem, SEED=11, NUM_MEASUREMENTS=50, TRUE_SOURCE_SPECS=[{""position"":[0.18,-0.2,0.2],""relative_strength"":1.0}], NUM_CHANNELS=16, DIODE_PITCH=0.006, SEARCH_MIN=[-0.5,-0.5,-0.5], SEARCH_MAX=[0.5,0.5,0.5], GRID_SIZE=13, TRAJECTORY_MODE=grid, LATERAL_SPAN=0.6, VERTICAL_SPAN=0.36, BASE_DISTANCE=1, DISTANCE_SPAN=0.18, ORBIT_RADIUS=1.3, ORBIT_RADIUS_SPAN=0, ORBIT_ANGLE_SPAN_DEG=360.0, ORBIT_START_ANGLE_DEG=0.0, ORBIT_VERTICAL_SPAN=0.0, ORIENTATION_MODE=fixed, FIXED_VIEW_DIRECTION=[0,1,0], SCAN_CENTER=[0.0,0.0,0.0], NUM_ITERATIONS=10000, HISTORY_INTERVAL=1000, MAX_SOURCES_TO_REPORT=1, MIN_SOURCE_DISTANCE=0.08, ACTIVITY_MAX_RELATIVE_DROP=0.5, PRINT_GENERATED_COUNTS_TABLE=False, UPDATE_FRAME_MAX_VOXELS=1000, GIF_FPS=1.0, AXIS_LIMITS_3D=[[-1,1],[-1,1],[-1,1]]",1.0,1000.0,100.0,1.0,0.08,4.5,5000.0,1000.0,1.0,4.5,0.0,25.0,10.0,72.94567040000038,0.18,-0.2,0.2,0.25,-0.5,0.08333333333333326,64.53604831166186,0.329410247428812,0.329410247428812,4,0.06813097953489014,0.3021405118299909,0.3518995144842309,0.35326510264855276,0.41654220246055296
71,motion_uncertainty,"reconstruction_method=mlem, SEED=11, NUM_MEASUREMENTS=50, TRUE_SOURCE_SPECS=[{""position"":[0.18,-0.2,0.2],""relative_strength"":1.0}], NUM_CHANNELS=16, DIODE_PITCH=0.006, SEARCH_MIN=[-0.5,-0.5,-0.5], SEARCH_MAX=[0.5,0.5,0.5], GRID_SIZE=13, TRAJECTORY_MODE=grid, LATERAL_SPAN=0.6, VERTICAL_SPAN=0.36, BASE_DISTANCE=1, DISTANCE_SPAN=0.18, ORBIT_RADIUS=1.3, ORBIT_RADIUS_SPAN=0, ORBIT_ANGLE_SPAN_DEG=360.0, ORBIT_START_ANGLE_DEG=0.0, ORBIT_VERTICAL_SPAN=0.0, ORIENTATION_MODE=fixed, FIXED_VIEW_DIRECTION=[0,1,0], SCAN_CENTER=[0.0,0.0,0.0], NUM_ITERATIONS=10000, HISTORY_INTERVAL=1000, MAX_SOURCES_TO_REPORT=1, MIN_SOURCE_DISTANCE=0.08, ACTIVITY_MAX_RELATIVE_DROP=0.5, PRINT_GENERATED_COUNTS_TABLE=False, UPDATE_FRAME_MAX_VOXELS=1000, GIF_FPS=1.0, AXIS_LIMITS_3D=[[-1,1],[-1,1],[-1,1]]",1.0,1000.0,100.0,1.0,0.08,4.5,5000.0,1000.0,1.0,4.5,0.0,25.0,25.0,73.52939619999961,0.18,-0.2,0.2,0.25,-0.5,0.08333333333333326,60.829619338328826,0.329410247428812,0.329410247428812,5,0.07827648560164817,0.3021405118299909,0.343490931118636,0.34099059299745255,0.4040947803131614
72,motion_uncertainty,"reconstruction_method=mlem, SEED=11, NUM_MEASUREMENTS=50, TRUE_SOURCE_SPECS=[{""position"":[0.18,-0.2,0.2],""relative_strength"":1.0}], NUM_CHANNELS=16, DIODE_PITCH=0.006, SEARCH_MIN=[-0.5,-0.5,-0.5], SEARCH_MAX=[0.5,0.5,0.5], GRID_SIZE=13, TRAJECTORY_MODE=grid, LATERAL_SPAN=0.6, VERTICAL_SPAN=0.36, BASE_DISTANCE=1, DISTANCE_SPAN=0.18, ORBIT_RADIUS=1.3, ORBIT_RADIUS_SPAN=0, ORBIT_ANGLE_SPAN_DEG=360.0, ORBIT_START_ANGLE_DEG=0.0, ORBIT_VERTICAL_SPAN=0.0, ORIENTATION_MODE=fixed, FIXED_VIEW_DIRECTION=[0,1,0], SCAN_CENTER=[0.0,0.0,0.0], NUM_ITERATIONS=10000, HISTORY_INTERVAL=1000, MAX_SOURCES_TO_REPORT=1, MIN_SOURCE_DISTANCE=0.08, ACTIVITY_MAX_RELATIVE_DROP=0.5, PRINT_GENERATED_COUNTS_TABLE=False, UPDATE_FRAME_MAX_VOXELS=1000, GIF_FPS=1.0, AXIS_LIMITS_3D=[[-1,1],[-1,1],[-1,1]]",1.0,1000.0,100.0,1.0,0.08,4.5,5000.0,1000.0,1.0,4.5,0.0,25.0,45.0,73.90662969999903,0.18,-0.2,0.2,0.25,-0.5,0.08333333333333326,62.37037133659522,0.329410247428812,0.329410247428812,5,0.08524967753560268,0.3021405118299909,0.343490931118636,0.3353016910754562,0.4040947803131614
73,motion_uncertainty,"reconstruction_method=mlem, SEED=11, NUM_MEASUREMENTS=50, TRUE_SOURCE_SPECS=[{""position"":[0.18,-0.2,0.2],""relative_strength"":1.0}], NUM_CHANNELS=16, DIODE_PITCH=0.006, SEARCH_MIN=[-0.5,-0.5,-0.5], SEARCH_MAX=[0.5,0.5,0.5], GRID_SIZE=13, TRAJECTORY_MODE=grid, LATERAL_SPAN=0.6, VERTICAL_SPAN=0.36, BASE_DISTANCE=1, DISTANCE_SPAN=0.18, ORBIT_RADIUS=1.3, ORBIT_RADIUS_SPAN=0, ORBIT_ANGLE_SPAN_DEG=360.0, ORBIT_START_ANGLE_DEG=0.0, ORBIT_VERTICAL_SPAN=0.0, ORIENTATION_MODE=fixed, FIXED_VIEW_DIRECTION=[0,1,0], SCAN_CENTER=[0.0,0.0,0.0], NUM_ITERATIONS=10000, HISTORY_INTERVAL=1000, MAX_SOURCES_TO_REPORT=1, MIN_SOURCE_DISTANCE=0.08, ACTIVITY_MAX_RELATIVE_DROP=0.5, PRINT_GENERATED_COUNTS_TABLE=False, UPDATE_FRAME_MAX_VOXELS=1000, GIF_FPS=1.0, AXIS_LIMITS_3D=[[-1,1],[-1,1],[-1,1]]",1.0,1000.0,100.0,1.0,0.08,4.5,5000.0,1000.0,1.0,4.5,0.0,25.0,60.0,71.2599854,0.18,-0.2,0.2,0.25,-0.5,0.08333333333333326,63.24788804486589,0.329410247428812,0.329410247428812,5,0.08971174923247298,0.3021405118299909,0.343490931118636,0.33753998869761515,0.4040947803131614
74,motion_uncertainty,"reconstruction_method=mlem, SEED=11, NUM_MEASUREMENTS=50, TRUE_SOURCE_SPECS=[{""position"":[0.18,-0.2,0.2],""relative_strength"":1.0}], NUM_CHANNELS=16, DIODE_PITCH=0.006, SEARCH_MIN=[-0.5,-0.5,-0.5], SEARCH_MAX=[0.5,0.5,0.5], GRID_SIZE=13, TRAJECTORY_MODE=grid, LATERAL_SPAN=0.6, VERTICAL_SPAN=0.36, BASE_DISTANCE=1, DISTANCE_SPAN=0.18, ORBIT_RADIUS=1.3, ORBIT_RADIUS_SPAN=0, ORBIT_ANGLE_SPAN_DEG=360.0, ORBIT_START_ANGLE_DEG=0.0, ORBIT_VERTICAL_SPAN=0.0, ORIENTATION_MODE=fixed, FIXED_VIEW_DIRECTION=[0,1,0], SCAN_CENTER=[0.0,0.0,0.0], NUM_ITERATIONS=10000, HISTORY_INTERVAL=1000, MAX_SOURCES_TO_REPORT=1, MIN_SOURCE_DISTANCE=0.08, ACTIVITY_MAX_RELATIVE_DROP=0.5, PRINT_GENERATED_COUNTS_TABLE=False, UPDATE_FRAME_MAX_VOXELS=1000, GIF_FPS=1.0, AXIS_LIMITS_3D=[[-1,1],[-1,1],[-1,1]]",1.0,1000.0,100.0,1.0,0.08,4.5,5000.0,1000.0,1.0,4.5,0.0,45.0,0.0,72.11723640000127,0.18,-0.2,0.2,0.25,-0.5,0.08333333333333326,57.40172857436538,0.329410247428812,0.329410247428812,6,0.06681821562186016,0.3021405118299909,0.33394622804805,0.3322884942984511,0.37005359079892386
75,motion_uncertainty,"reconstruction_method=mlem, SEED=11, NUM_MEASUREMENTS=50, TRUE_SOURCE_SPECS=[{""position"":[0.18,-0.2,0.2],""relative_strength"":1.0}], NUM_CHANNELS=16, DIODE_PITCH=0.006, SEARCH_MIN=[-0.5,-0.5,-0.5], SEARCH_MAX=[0.5,0.5,0.5], GRID_SIZE=13, TRAJECTORY_MODE=grid, LATERAL_SPAN=0.6, VERTICAL_SPAN=0.36, BASE_DISTANCE=1, DISTANCE_SPAN=0.18, ORBIT_RADIUS=1.3, ORBIT_RADIUS_SPAN=0, ORBIT_ANGLE_SPAN_DEG=360.0, ORBIT_START_ANGLE_DEG=0.0, ORBIT_VERTICAL_SPAN=0.0, ORIENTATION_MODE=fixed, FIXED_VIEW_DIRECTION=[0,1,0], SCAN_CENTER=[0.0,0.0,0.0], NUM_ITERATIONS=10000, HISTORY_INTERVAL=1000, MAX_SOURCES_TO_REPORT=1, MIN_SOURCE_DISTANCE=0.08, ACTIVITY_MAX_RELATIVE_DROP=0.5, PRINT_GENERATED_COUNTS_TABLE=False, UPDATE_FRAME_MAX_VOXELS=1000, GIF_FPS=1.0, AXIS_LIMITS_3D=[[-1,1],[-1,1],[-1,1]]",1.0,1000.0,100.0,1.0,0.08,4.5,5000.0,1000.0,1.0,4.5,0.0,45.0,10.0,71.46192229999906,0.18,-0.2,0.2,0.25,-0.5,0.08333333333333326,58.84059019280128,0.329410247428812,0.329410247428812,7,0.07925712338231039,0.3021405118299909,0.34429790036374197,0.3389846781740015,0.39547900814061976
76,motion_uncertainty,"reconstruction_method=mlem, SEED=11, NUM_MEASUREMENTS=50, TRUE_SOURCE_SPECS=[{""position"":[0.18,-0.2,0.2],""relative_strength"":1.0}], NUM_CHANNELS=16, DIODE_PITCH=0.006, SEARCH_MIN=[-0.5,-0.5,-0.5], SEARCH_MAX=[0.5,0.5,0.5], GRID_SIZE=13, TRAJECTORY_MODE=grid, LATERAL_SPAN=0.6, VERTICAL_SPAN=0.36, BASE_DISTANCE=1, DISTANCE_SPAN=0.18, ORBIT_RADIUS=1.3, ORBIT_RADIUS_SPAN=0, ORBIT_ANGLE_SPAN_DEG=360.0, ORBIT_START_ANGLE_DEG=0.0, ORBIT_VERTICAL_SPAN=0.0, ORIENTATION_MODE=fixed, FIXED_VIEW_DIRECTION=[0,1,0], SCAN_CENTER=[0.0,0.0,0.0], NUM_ITERATIONS=10000, HISTORY_INTERVAL=1000, MAX_SOURCES_TO_REPORT=1, MIN_SOURCE_DISTANCE=0.08, ACTIVITY_MAX_RELATIVE_DROP=0.5, PRINT_GENERATED_COUNTS_TABLE=False, UPDATE_FRAME_MAX_VOXELS=1000, GIF_FPS=1.0, AXIS_LIMITS_3D=[[-1,1],[-1,1],[-1,1]]",1.0,1000.0,100.0,1.0,0.08,4.5,5000.0,1000.0,1.0,4.5,0.0,45.0,25.0,70.95010609999918,0.18,-0.2,0.2,0.25,-0.5,0.08333333333333326,59.0099179744797,0.329410247428812,0.329410247428812,6,0.0771398957409341,0.3021405118299909,0.3198460781377951,0.319786818198782,0.3339846427223343
77,motion_uncertainty,"reconstruction_method=mlem, SEED=11, NUM_MEASUREMENTS=50, TRUE_SOURCE_SPECS=[{""position"":[0.18,-0.2,0.2],""relative_strength"":1.0}], NUM_CHANNELS=16, DIODE_PITCH=0.006, SEARCH_MIN=[-0.5,-0.5,-0.5], SEARCH_MAX=[0.5,0.5,0.5], GRID_SIZE=13, TRAJECTORY_MODE=grid, LATERAL_SPAN=0.6, VERTICAL_SPAN=0.36, BASE_DISTANCE=1, DISTANCE_SPAN=0.18, ORBIT_RADIUS=1.3, ORBIT_RADIUS_SPAN=0, ORBIT_ANGLE_SPAN_DEG=360.0, ORBIT_START_ANGLE_DEG=0.0, ORBIT_VERTICAL_SPAN=0.0, ORIENTATION_MODE=fixed, FIXED_VIEW_DIRECTION=[0,1,0], SCAN_CENTER=[0.0,0.0,0.0], NUM_ITERATIONS=10000, HISTORY_INTERVAL=1000, MAX_SOURCES_TO_REPORT=1, MIN_SOURCE_DISTANCE=0.08, ACTIVITY_MAX_RELATIVE_DROP=0.5, PRINT_GENERATED_COUNTS_TABLE=False, UPDATE_FRAME_MAX_VOXELS=1000, GIF_FPS=1.0, AXIS_LIMITS_3D=[[-1,1],[-1,1],[-1,1]]",1.0,1000.0,100.0,1.0,0.08,4.5,5000.0,1000.0,1.0,4.5,0.0,45.0,45.0,71.93043580000085,0.18,-0.2,0.2,0.25,-0.5,0.08333333333333326,55.94516989642989,0.329410247428812,0.329410247428812,7,0.09096297731626994,0.2196208854670551,0.2900370082189351,0.2965605033138244,0.3250617968367606
78,motion_uncertainty,"reconstruction_method=mlem, SEED=11, NUM_MEASUREMENTS=50, TRUE_SOURCE_SPECS=[{""position"":[0.18,-0.2,0.2],""relative_strength"":1.0}], NUM_CHANNELS=16, DIODE_PITCH=0.006, SEARCH_MIN=[-0.5,-0.5,-0.5], SEARCH_MAX=[0.5,0.5,0.5], GRID_SIZE=13, TRAJECTORY_MODE=grid, LATERAL_SPAN=0.6, VERTICAL_SPAN=0.36, BASE_DISTANCE=1, DISTANCE_SPAN=0.18, ORBIT_RADIUS=1.3, ORBIT_RADIUS_SPAN=0, ORBIT_ANGLE_SPAN_DEG=360.0, ORBIT_START_ANGLE_DEG=0.0, ORBIT_VERTICAL_SPAN=0.0, ORIENTATION_MODE=fixed, FIXED_VIEW_DIRECTION=[0,1,0], SCAN_CENTER=[0.0,0.0,0.0], NUM_ITERATIONS=10000, HISTORY_INTERVAL=1000, MAX_SOURCES_TO_REPORT=1, MIN_SOURCE_DISTANCE=0.08, ACTIVITY_MAX_RELATIVE_DROP=0.5, PRINT_GENERATED_COUNTS_TABLE=False, UPDATE_FRAME_MAX_VOXELS=1000, GIF_FPS=1.0, AXIS_LIMITS_3D=[[-1,1],[-1,1],[-1,1]]",1.0,1000.0,100.0,1.0,0.08,4.5,5000.0,1000.0,1.0,4.5,0.0,45.0,60.0,66.66961269999956,0.18,-0.2,0.2,0.25,-0.5,0.08333333333333326,58.71180829055209,0.329410247428812,0.329410247428812,4,0.058139225092313916,0.3021405118299909,0.3224505504219988,0.3231767582195784,0.3340851030863031
79,motion_uncertainty,"reconstruction_method=mlem, SEED=11, NUM_MEASUREMENTS=50, TRUE_SOURCE_SPECS=[{""position"":[0.18,-0.2,0.2],""relative_strength"":1.0}], NUM_CHANNELS=16, DIODE_PITCH=0.006, SEARCH_MIN=[-0.5,-0.5,-0.5], SEARCH_MAX=[0.5,0.5,0.5], GRID_SIZE=13, TRAJECTORY_MODE=grid, LATERAL_SPAN=0.6, VERTICAL_SPAN=0.36, BASE_DISTANCE=1, DISTANCE_SPAN=0.18, ORBIT_RADIUS=1.3, ORBIT_RADIUS_SPAN=0, ORBIT_ANGLE_SPAN_DEG=360.0, ORBIT_START_ANGLE_DEG=0.0, ORBIT_VERTICAL_SPAN=0.0, ORIENTATION_MODE=fixed, FIXED_VIEW_DIRECTION=[0,1,0], SCAN_CENTER=[0.0,0.0,0.0], NUM_ITERATIONS=10000, HISTORY_INTERVAL=1000, MAX_SOURCES_TO_REPORT=1, MIN_SOURCE_DISTANCE=0.08, ACTIVITY_MAX_RELATIVE_DROP=0.5, PRINT_GENERATED_COUNTS_TABLE=False, UPDATE_FRAME_MAX_VOXELS=1000, GIF_FPS=1.0, AXIS_LIMITS_3D=[[-1,1],[-1,1],[-1,1]]",1.0,1000.0,100.0,1.0,0.08,4.5,5000.0,1000.0,1.0,4.5,0.0,60.0,0.0,67.71733490000042,0.18,-0.2,0.2,0.25,-0.5,0.08333333333333326,42.88244468490524,0.329410247428812,0.329410247428812,24,0.1499221513593333,0.06155395104206462,0.21030273466498103,0.2150113192514232,0.3272360221327863
80,motion_uncertainty,"reconstruction_method=mlem, SEED=11, NUM_MEASUREMENTS=50, TRUE_SOURCE_SPECS=[{""position"":[0.18,-0.2,0.2],""relative_strength"":1.0}], NUM_CHANNELS=16, DIODE_PITCH=0.006, SEARCH_MIN=[-0.5,-0.5,-0.5], SEARCH_MAX=[0.5,0.5,0.5], GRID_SIZE=13, TRAJECTORY_MODE=grid, LATERAL_SPAN=0.6, VERTICAL_SPAN=0.36, BASE_DISTANCE=1, DISTANCE_SPAN=0.18, ORBIT_RADIUS=1.3, ORBIT_RADIUS_SPAN=0, ORBIT_ANGLE_SPAN_DEG=360.0, ORBIT_START_ANGLE_DEG=0.0, ORBIT_VERTICAL_SPAN=0.0, ORIENTATION_MODE=fixed, FIXED_VIEW_DIRECTION=[0,1,0], SCAN_CENTER=[0.0,0.0,0.0], NUM_ITERATIONS=10000, HISTORY_INTERVAL=1000, MAX_SOURCES_TO_REPORT=1, MIN_SOURCE_DISTANCE=0.08, ACTIVITY_MAX_RELATIVE_DROP=0.5, PRINT_GENERATED_COUNTS_TABLE=False, UPDATE_FRAME_MAX_VOXELS=1000, GIF_FPS=1.0, AXIS_LIMITS_3D=[[-1,1],[-1,1],[-1,1]]",1.0,1000.0,100.0,1.0,0.08,4.5,5000.0,1000.0,1.0,4.5,0.0,60.0,10.0,75.05552460000035,0.18,-0.2,0.2,0.16666666666666663,-0.4166666666666667,0.16666666666666663,41.496558883069504,0.2196208854670551,0.2196208854670551,30,0.19115288898766739,0.0489897948556636,0.18519868598154907,0.19164304027923554,0.3174688026859549
81,motion_uncertainty,"reconstruction_method=mlem, SEED=11, NUM_MEASUREMENTS=50, TRUE_SOURCE_SPECS=[{""position"":[0.18,-0.2,0.2],""relative_strength"":1.0}], NUM_CHANNELS=16, DIODE_PITCH=0.006, SEARCH_MIN=[-0.5,-0.5,-0.5], SEARCH_MAX=[0.5,0.5,0.5], GRID_SIZE=13, TRAJECTORY_MODE=grid, LATERAL_SPAN=0.6, VERTICAL_SPAN=0.36, BASE_DISTANCE=1, DISTANCE_SPAN=0.18, ORBIT_RADIUS=1.3, ORBIT_RADIUS_SPAN=0, ORBIT_ANGLE_SPAN_DEG=360.0, ORBIT_START_ANGLE_DEG=0.0, ORBIT_VERTICAL_SPAN=0.0, ORIENTATION_MODE=fixed, FIXED_VIEW_DIRECTION=[0,1,0], SCAN_CENTER=[0.0,0.0,0.0], NUM_ITERATIONS=10000, HISTORY_INTERVAL=1000, MAX_SOURCES_TO_REPORT=1, MIN_SOURCE_DISTANCE=0.08, ACTIVITY_MAX_RELATIVE_DROP=0.5, PRINT_GENERATED_COUNTS_TABLE=False, UPDATE_FRAME_MAX_VOXELS=1000, GIF_FPS=1.0, AXIS_LIMITS_3D=[[-1,1],[-1,1],[-1,1]]",1.0,1000.0,100.0,1.0,0.08,4.5,5000.0,1000.0,1.0,4.5,0.0,60.0,25.0,74.69696470000054,0.18,-0.2,0.2,0.16666666666666663,-0.4166666666666667,0.16666666666666663,44.269586593134974,0.2196208854670551,0.2196208854670551,34,0.24140438041157056,0.0489897948556636,0.17536623132578533,0.17507988680364206,0.3075417719083767
82,motion_uncertainty,"reconstruction_method=mlem, SEED=11, NUM_MEASUREMENTS=50, TRUE_SOURCE_SPECS=[{""position"":[0.18,-0.2,0.2],""relative_strength"":1.0}], NUM_CHANNELS=16, DIODE_PITCH=0.006, SEARCH_MIN=[-0.5,-0.5,-0.5], SEARCH_MAX=[0.5,0.5,0.5], GRID_SIZE=13, TRAJECTORY_MODE=grid, LATERAL_SPAN=0.6, VERTICAL_SPAN=0.36, BASE_DISTANCE=1, DISTANCE_SPAN=0.18, ORBIT_RADIUS=1.3, ORBIT_RADIUS_SPAN=0, ORBIT_ANGLE_SPAN_DEG=360.0, ORBIT_START_ANGLE_DEG=0.0, ORBIT_VERTICAL_SPAN=0.0, ORIENTATION_MODE=fixed, FIXED_VIEW_DIRECTION=[0,1,0], SCAN_CENTER=[0.0,0.0,0.0], NUM_ITERATIONS=10000, HISTORY_INTERVAL=1000, MAX_SOURCES_TO_REPORT=1, MIN_SOURCE_DISTANCE=0.08, ACTIVITY_MAX_RELATIVE_DROP=0.5, PRINT_GENERATED_COUNTS_TABLE=False, UPDATE_FRAME_MAX_VOXELS=1000, GIF_FPS=1.0, AXIS_LIMITS_3D=[[-1,1],[-1,1],[-1,1]]",1.0,1000.0,100.0,1.0,0.08,4.5,5000.0,1000.0,1.0,4.5,0.0,60.0,45.0,74.78120390000004,0.18,-0.2,0.2,0.25,-0.33333333333333337,0.16666666666666663,49.99859737559158,0.15423647068345703,0.15423647068345703,34,0.2887335487312694,0.0489897948556636,0.1543605014908011,0.15063202857142902,0.22697078451831978
83,motion_uncertainty,"reconstruction_method=mlem, SEED=11, NUM_MEASUREMENTS=50, TRUE_SOURCE_SPECS=[{""position"":[0.18,-0.2,0.2],""relative_strength"":1.0}], NUM_CHANNELS=16, DIODE_PITCH=0.006, SEARCH_MIN=[-0.5,-0.5,-0.5], SEARCH_MAX=[0.5,0.5,0.5], GRID_SIZE=13, TRAJECTORY_MODE=grid, LATERAL_SPAN=0.6, VERTICAL_SPAN=0.36, BASE_DISTANCE=1, DISTANCE_SPAN=0.18, ORBIT_RADIUS=1.3, ORBIT_RADIUS_SPAN=0, ORBIT_ANGLE_SPAN_DEG=360.0, ORBIT_START_ANGLE_DEG=0.0, ORBIT_VERTICAL_SPAN=0.0, ORIENTATION_MODE=fixed, FIXED_VIEW_DIRECTION=[0,1,0], SCAN_CENTER=[0.0,0.0,0.0], NUM_ITERATIONS=10000, HISTORY_INTERVAL=1000, MAX_SOURCES_TO_REPORT=1, MIN_SOURCE_DISTANCE=0.08, ACTIVITY_MAX_RELATIVE_DROP=0.5, PRINT_GENERATED_COUNTS_TABLE=False, UPDATE_FRAME_MAX_VOXELS=1000, GIF_FPS=1.0, AXIS_LIMITS_3D=[[-1,1],[-1,1],[-1,1]]",1.0,1000.0,100.0,1.0,0.08,4.5,5000.0,1000.0,1.0,4.5,0.0,60.0,60.0,72.10214129999986,0.18,-0.2,0.2,0.25,-0.25,0.16666666666666663,47.761229860210676,0.092255683353987,0.092255683353987,38,0.2924465805061844,0.0489897948556636,0.1646385153111475,0.15821917803695026,0.25616786628004906
84,motion_uncertainty,"reconstruction_method=mlem, SEED=11, NUM_MEASUREMENTS=50, TRUE_SOURCE_SPECS=[{""position"":[0.18,-0.2,0.2],""relative_strength"":1.0}], NUM_CHANNELS=16, DIODE_PITCH=0.006, SEARCH_MIN=[-0.5,-0.5,-0.5], SEARCH_MAX=[0.5,0.5,0.5], GRID_SIZE=13, TRAJECTORY_MODE=grid, LATERAL_SPAN=0.6, VERTICAL_SPAN=0.36, BASE_DISTANCE=1, DISTANCE_SPAN=0.18, ORBIT_RADIUS=1.3, ORBIT_RADIUS_SPAN=0, ORBIT_ANGLE_SPAN_DEG=360.0, ORBIT_START_ANGLE_DEG=0.0, ORBIT_VERTICAL_SPAN=0.0, ORIENTATION_MODE=fixed, FIXED_VIEW_DIRECTION=[0,1,0], SCAN_CENTER=[0.0,0.0,0.0], NUM_ITERATIONS=10000, HISTORY_INTERVAL=1000, MAX_SOURCES_TO_REPORT=1, MIN_SOURCE_DISTANCE=0.08, ACTIVITY_MAX_RELATIVE_DROP=0.5, PRINT_GENERATED_COUNTS_TABLE=False, UPDATE_FRAME_MAX_VOXELS=1000, GIF_FPS=1.0, AXIS_LIMITS_3D=[[-1,1],[-1,1],[-1,1]]",1.0,1000.0,100.0,1.0,0.08,4.5,5000.0,1000.0,1.0,4.5,2.5,0.0,0.0,78.00177859999894,0.18,-0.2,0.2,0.16666666666666663,-0.5,0.08333333333333326,44.01088935141596,0.32216282977539307,0.32216282977539307,12,0.10819900935611196,0.2196208854670551,0.34944151181653926,0.34381329357052265,0.3501532322759185
85,motion_uncertainty,"reconstruction_method=mlem, SEED=11, NUM_MEASUREMENTS=50, TRUE_SOURCE_SPECS=[{""position"":[0.18,-0.2,0.2],""relative_strength"":1.0}], NUM_CHANNELS=16, DIODE_PITCH=0.006, SEARCH_MIN=[-0.5,-0.5,-0.5], SEARCH_MAX=[0.5,0.5,0.5], GRID_SIZE=13, TRAJECTORY_MODE=grid, LATERAL_SPAN=0.6, VERTICAL_SPAN=0.36, BASE_DISTANCE=1, DISTANCE_SPAN=0.18, ORBIT_RADIUS=1.3, ORBIT_RADIUS_SPAN=0, ORBIT_ANGLE_SPAN_DEG=360.0, ORBIT_START_ANGLE_DEG=0.0, ORBIT_VERTICAL_SPAN=0.0, ORIENTATION_MODE=fixed, FIXED_VIEW_DIRECTION=[0,1,0], SCAN_CENTER=[0.0,0.0,0.0], NUM_ITERATIONS=10000, HISTORY_INTERVAL=1000, MAX_SOURCES_TO_REPORT=1, MIN_SOURCE_DISTANCE=0.08, ACTIVITY_MAX_RELATIVE_DROP=0.5, PRINT_GENERATED_COUNTS_TABLE=False, UPDATE_FRAME_MAX_VOXELS=1000, GIF_FPS=1.0, AXIS_LIMITS_3D=[[-1,1],[-1,1],[-1,1]]",1.0,1000.0,100.0,1.0,0.08,4.5,5000.0,1000.0,1.0,4.5,2.5,0.0,10.0,76.76016549999986,0.18,-0.2,0.2,0.16666666666666663,-0.5,0.08333333333333326,42.826134751511475,0.32216282977539307,0.32216282977539307,14,0.12371412991858452,0.2196208854670551,0.3097238431681095,0.3133807861654767,0.3528208014837897
86,motion_uncertainty,"reconstruction_method=mlem, SEED=11, NUM_MEASUREMENTS=50, TRUE_SOURCE_SPECS=[{""position"":[0.18,-0.2,0.2],""relative_strength"":1.0}], NUM_CHANNELS=16, DIODE_PITCH=0.006, SEARCH_MIN=[-0.5,-0.5,-0.5], SEARCH_MAX=[0.5,0.5,0.5], GRID_SIZE=13, TRAJECTORY_MODE=grid, LATERAL_SPAN=0.6, VERTICAL_SPAN=0.36, BASE_DISTANCE=1, DISTANCE_SPAN=0.18, ORBIT_RADIUS=1.3, ORBIT_RADIUS_SPAN=0, ORBIT_ANGLE_SPAN_DEG=360.0, ORBIT_START_ANGLE_DEG=0.0, ORBIT_VERTICAL_SPAN=0.0, ORIENTATION_MODE=fixed, FIXED_VIEW_DIRECTION=[0,1,0], SCAN_CENTER=[0.0,0.0,0.0], NUM_ITERATIONS=10000, HISTORY_INTERVAL=1000, MAX_SOURCES_TO_REPORT=1, MIN_SOURCE_DISTANCE=0.08, ACTIVITY_MAX_RELATIVE_DROP=0.5, PRINT_GENERATED_COUNTS_TABLE=False, UPDATE_FRAME_MAX_VOXELS=1000, GIF_FPS=1.0, AXIS_LIMITS_3D=[[-1,1],[-1,1],[-1,1]]",1.0,1000.0,100.0,1.0,0.08,4.5,5000.0,1000.0,1.0,4.5,2.5,0.0,25.0,77.56345300000066,0.18,-0.2,0.2,0.16666666666666663,-0.5,0.08333333333333326,38.631018785184054,0.32216282977539307,0.32216282977539307,20,0.17243192873566038,0.2196208854670551,0.31184560627681857,0.315739353134506,0.36145015441004935
87,motion_uncertainty,"reconstruction_method=mlem, SEED=11, NUM_MEASUREMENTS=50, TRUE_SOURCE_SPECS=[{""position"":[0.18,-0.2,0.2],""relative_strength"":1.0}], NUM_CHANNELS=16, DIODE_PITCH=0.006, SEARCH_MIN=[-0.5,-0.5,-0.5], SEARCH_MAX=[0.5,0.5,0.5], GRID_SIZE=13, TRAJECTORY_MODE=grid, LATERAL_SPAN=0.6, VERTICAL_SPAN=0.36, BASE_DISTANCE=1, DISTANCE_SPAN=0.18, ORBIT_RADIUS=1.3, ORBIT_RADIUS_SPAN=0, ORBIT_ANGLE_SPAN_DEG=360.0, ORBIT_START_ANGLE_DEG=0.0, ORBIT_VERTICAL_SPAN=0.0, ORIENTATION_MODE=fixed, FIXED_VIEW_DIRECTION=[0,1,0], SCAN_CENTER=[0.0,0.0,0.0], NUM_ITERATIONS=10000, HISTORY_INTERVAL=1000, MAX_SOURCES_TO_REPORT=1, MIN_SOURCE_DISTANCE=0.08, ACTIVITY_MAX_RELATIVE_DROP=0.5, PRINT_GENERATED_COUNTS_TABLE=False, UPDATE_FRAME_MAX_VOXELS=1000, GIF_FPS=1.0, AXIS_LIMITS_3D=[[-1,1],[-1,1],[-1,1]]",1.0,1000.0,100.0,1.0,0.08,4.5,5000.0,1000.0,1.0,4.5,2.5,0.0,45.0,76.2907707000013,0.18,-0.2,0.2,0.16666666666666663,-0.5,0.08333333333333326,47.28729209112888,0.32216282977539307,0.32216282977539307,15,0.16253533047946403,0.2196208854670551,0.31615908234114154,0.31851496940962376,0.3526237549979043
88,motion_uncertainty,"reconstruction_method=mlem, SEED=11, NUM_MEASUREMENTS=50, TRUE_SOURCE_SPECS=[{""position"":[0.18,-0.2,0.2],""relative_strength"":1.0}], NUM_CHANNELS=16, DIODE_PITCH=0.006, SEARCH_MIN=[-0.5,-0.5,-0.5], SEARCH_MAX=[0.5,0.5,0.5], GRID_SIZE=13, TRAJECTORY_MODE=grid, LATERAL_SPAN=0.6, VERTICAL_SPAN=0.36, BASE_DISTANCE=1, DISTANCE_SPAN=0.18, ORBIT_RADIUS=1.3, ORBIT_RADIUS_SPAN=0, ORBIT_ANGLE_SPAN_DEG=360.0, ORBIT_START_ANGLE_DEG=0.0, ORBIT_VERTICAL_SPAN=0.0, ORIENTATION_MODE=fixed, FIXED_VIEW_DIRECTION=[0,1,0], SCAN_CENTER=[0.0,0.0,0.0], NUM_ITERATIONS=10000, HISTORY_INTERVAL=1000, MAX_SOURCES_TO_REPORT=1, MIN_SOURCE_DISTANCE=0.08, ACTIVITY_MAX_RELATIVE_DROP=0.5, PRINT_GENERATED_COUNTS_TABLE=False, UPDATE_FRAME_MAX_VOXELS=1000, GIF_FPS=1.0, AXIS_LIMITS_3D=[[-1,1],[-1,1],[-1,1]]",1.0,1000.0,100.0,1.0,0.08,4.5,5000.0,1000.0,1.0,4.5,2.5,0.0,60.0,76.03132419999929,0.18,-0.2,0.2,0.16666666666666663,-0.5,0.08333333333333326,53.757959020468085,0.32216282977539307,0.32216282977539307,13,0.15954318180020494,0.2196208854670551,0.31249645342411464,0.31457467923450433,0.3492739885862148
89,motion_uncertainty,"reconstruction_method=mlem, SEED=11, NUM_MEASUREMENTS=50, TRUE_SOURCE_SPECS=[{""position"":[0.18,-0.2,0.2],""relative_strength"":1.0}], NUM_CHANNELS=16, DIODE_PITCH=0.006, SEARCH_MIN=[-0.5,-0.5,-0.5], SEARCH_MAX=[0.5,0.5,0.5], GRID_SIZE=13, TRAJECTORY_MODE=grid, LATERAL_SPAN=0.6, VERTICAL_SPAN=0.36, BASE_DISTANCE=1, DISTANCE_SPAN=0.18, ORBIT_RADIUS=1.3, ORBIT_RADIUS_SPAN=0, ORBIT_ANGLE_SPAN_DEG=360.0, ORBIT_START_ANGLE_DEG=0.0, ORBIT_VERTICAL_SPAN=0.0, ORIENTATION_MODE=fixed, FIXED_VIEW_DIRECTION=[0,1,0], SCAN_CENTER=[0.0,0.0,0.0], NUM_ITERATIONS=10000, HISTORY_INTERVAL=1000, MAX_SOURCES_TO_REPORT=1, MIN_SOURCE_DISTANCE=0.08, ACTIVITY_MAX_RELATIVE_DROP=0.5, PRINT_GENERATED_COUNTS_TABLE=False, UPDATE_FRAME_MAX_VOXELS=1000, GIF_FPS=1.0, AXIS_LIMITS_3D=[[-1,1],[-1,1],[-1,1]]",1.0,1000.0,100.0,1.0,0.08,4.5,5000.0,1000.0,1.0,4.5,2.5,10.0,0.0,77.92741449999994,0.18,-0.2,0.2,0.16666666666666663,-0.5,0.08333333333333326,47.013182985465214,0.32216282977539307,0.32216282977539307,7,0.07433853522120575,0.3021405118299909,0.3240067885067579,0.32340501767428265,0.3422297580253164
90,motion_uncertainty,"reconstruction_method=mlem, SEED=11, NUM_MEASUREMENTS=50, TRUE_SOURCE_SPECS=[{""position"":[0.18,-0.2,0.2],""relative_strength"":1.0}], NUM_CHANNELS=16, DIODE_PITCH=0.006, SEARCH_MIN=[-0.5,-0.5,-0.5], SEARCH_MAX=[0.5,0.5,0.5], GRID_SIZE=13, TRAJECTORY_MODE=grid, LATERAL_SPAN=0.6, VERTICAL_SPAN=0.36, BASE_DISTANCE=1, DISTANCE_SPAN=0.18, ORBIT_RADIUS=1.3, ORBIT_RADIUS_SPAN=0, ORBIT_ANGLE_SPAN_DEG=360.0, ORBIT_START_ANGLE_DEG=0.0, ORBIT_VERTICAL_SPAN=0.0, ORIENTATION_MODE=fixed, FIXED_VIEW_DIRECTION=[0,1,0], SCAN_CENTER=[0.0,0.0,0.0], NUM_ITERATIONS=10000, HISTORY_INTERVAL=1000, MAX_SOURCES_TO_REPORT=1, MIN_SOURCE_DISTANCE=0.08, ACTIVITY_MAX_RELATIVE_DROP=0.5, PRINT_GENERATED_COUNTS_TABLE=False, UPDATE_FRAME_MAX_VOXELS=1000, GIF_FPS=1.0, AXIS_LIMITS_3D=[[-1,1],[-1,1],[-1,1]]",1.0,1000.0,100.0,1.0,0.08,4.5,5000.0,1000.0,1.0,4.5,2.5,10.0,10.0,77.52938480000012,0.18,-0.2,0.2,0.16666666666666663,-0.5,0.08333333333333326,47.97970039849419,0.32216282977539307,0.32216282977539307,7,0.0758774606723832,0.3021405118299909,0.3240067885067579,0.32384980383743067,0.3422297580253164
91,motion_uncertainty,"reconstruction_method=mlem, SEED=11, NUM_MEASUREMENTS=50, TRUE_SOURCE_SPECS=[{""position"":[0.18,-0.2,0.2],""relative_strength"":1.0}], NUM_CHANNELS=16, DIODE_PITCH=0.006, SEARCH_MIN=[-0.5,-0.5,-0.5], SEARCH_MAX=[0.5,0.5,0.5], GRID_SIZE=13, TRAJECTORY_MODE=grid, LATERAL_SPAN=0.6, VERTICAL_SPAN=0.36, BASE_DISTANCE=1, DISTANCE_SPAN=0.18, ORBIT_RADIUS=1.3, ORBIT_RADIUS_SPAN=0, ORBIT_ANGLE_SPAN_DEG=360.0, ORBIT_START_ANGLE_DEG=0.0, ORBIT_VERTICAL_SPAN=0.0, ORIENTATION_MODE=fixed, FIXED_VIEW_DIRECTION=[0,1,0], SCAN_CENTER=[0.0,0.0,0.0], NUM_ITERATIONS=10000, HISTORY_INTERVAL=1000, MAX_SOURCES_TO_REPORT=1, MIN_SOURCE_DISTANCE=0.08, ACTIVITY_MAX_RELATIVE_DROP=0.5, PRINT_GENERATED_COUNTS_TABLE=False, UPDATE_FRAME_MAX_VOXELS=1000, GIF_FPS=1.0, AXIS_LIMITS_3D=[[-1,1],[-1,1],[-1,1]]",1.0,1000.0,100.0,1.0,0.08,4.5,5000.0,1000.0,1.0,4.5,2.5,10.0,25.0,78.60657580000043,0.18,-0.2,0.2,0.16666666666666663,-0.5,0.08333333333333326,47.062432870893936,0.32216282977539307,0.32216282977539307,10,0.10420470138045078,0.3021405118299909,0.3320820075244203,0.33011496205726626,0.35415090452126075
92,motion_uncertainty,"reconstruction_method=mlem, SEED=11, NUM_MEASUREMENTS=50, TRUE_SOURCE_SPECS=[{""position"":[0.18,-0.2,0.2],""relative_strength"":1.0}], NUM_CHANNELS=16, DIODE_PITCH=0.006, SEARCH_MIN=[-0.5,-0.5,-0.5], SEARCH_MAX=[0.5,0.5,0.5], GRID_SIZE=13, TRAJECTORY_MODE=grid, LATERAL_SPAN=0.6, VERTICAL_SPAN=0.36, BASE_DISTANCE=1, DISTANCE_SPAN=0.18, ORBIT_RADIUS=1.3, ORBIT_RADIUS_SPAN=0, ORBIT_ANGLE_SPAN_DEG=360.0, ORBIT_START_ANGLE_DEG=0.0, ORBIT_VERTICAL_SPAN=0.0, ORIENTATION_MODE=fixed, FIXED_VIEW_DIRECTION=[0,1,0], SCAN_CENTER=[0.0,0.0,0.0], NUM_ITERATIONS=10000, HISTORY_INTERVAL=1000, MAX_SOURCES_TO_REPORT=1, MIN_SOURCE_DISTANCE=0.08, ACTIVITY_MAX_RELATIVE_DROP=0.5, PRINT_GENERATED_COUNTS_TABLE=False, UPDATE_FRAME_MAX_VOXELS=1000, GIF_FPS=1.0, AXIS_LIMITS_3D=[[-1,1],[-1,1],[-1,1]]",1.0,1000.0,100.0,1.0,0.08,4.5,5000.0,1000.0,1.0,4.5,2.5,10.0,45.0,77.25859370000035,0.18,-0.2,0.2,0.16666666666666663,-0.5,0.08333333333333326,52.49899458174835,0.32216282977539307,0.32216282977539307,10,0.11910179939497441,0.3021405118299909,0.3272108229191153,0.32546341935303297,0.3516385225684774
93,motion_uncertainty,"reconstruction_method=mlem, SEED=11, NUM_MEASUREMENTS=50, TRUE_SOURCE_SPECS=[{""position"":[0.18,-0.2,0.2],""relative_strength"":1.0}], NUM_CHANNELS=16, DIODE_PITCH=0.006, SEARCH_MIN=[-0.5,-0.5,-0.5], SEARCH_MAX=[0.5,0.5,0.5], GRID_SIZE=13, TRAJECTORY_MODE=grid, LATERAL_SPAN=0.6, VERTICAL_SPAN=0.36, BASE_DISTANCE=1, DISTANCE_SPAN=0.18, ORBIT_RADIUS=1.3, ORBIT_RADIUS_SPAN=0, ORBIT_ANGLE_SPAN_DEG=360.0, ORBIT_START_ANGLE_DEG=0.0, ORBIT_VERTICAL_SPAN=0.0, ORIENTATION_MODE=fixed, FIXED_VIEW_DIRECTION=[0,1,0], SCAN_CENTER=[0.0,0.0,0.0], NUM_ITERATIONS=10000, HISTORY_INTERVAL=1000, MAX_SOURCES_TO_REPORT=1, MIN_SOURCE_DISTANCE=0.08, ACTIVITY_MAX_RELATIVE_DROP=0.5, PRINT_GENERATED_COUNTS_TABLE=False, UPDATE_FRAME_MAX_VOXELS=1000, GIF_FPS=1.0, AXIS_LIMITS_3D=[[-1,1],[-1,1],[-1,1]]",1.0,1000.0,100.0,1.0,0.08,4.5,5000.0,1000.0,1.0,4.5,2.5,10.0,60.0,77.42734049999854,0.18,-0.2,0.2,0.25,-0.5,0.08333333333333326,55.97979486086576,0.329410247428812,0.329410247428812,7,0.09705200214754658,0.3021405118299909,0.3240067885067579,0.3228400912650862,0.3422297580253164
94,motion_uncertainty,"reconstruction_method=mlem, SEED=11, NUM_MEASUREMENTS=50, TRUE_SOURCE_SPECS=[{""position"":[0.18,-0.2,0.2],""relative_strength"":1.0}], NUM_CHANNELS=16, DIODE_PITCH=0.006, SEARCH_MIN=[-0.5,-0.5,-0.5], SEARCH_MAX=[0.5,0.5,0.5], GRID_SIZE=13, TRAJECTORY_MODE=grid, LATERAL_SPAN=0.6, VERTICAL_SPAN=0.36, BASE_DISTANCE=1, DISTANCE_SPAN=0.18, ORBIT_RADIUS=1.3, ORBIT_RADIUS_SPAN=0, ORBIT_ANGLE_SPAN_DEG=360.0, ORBIT_START_ANGLE_DEG=0.0, ORBIT_VERTICAL_SPAN=0.0, ORIENTATION_MODE=fixed, FIXED_VIEW_DIRECTION=[0,1,0], SCAN_CENTER=[0.0,0.0,0.0], NUM_ITERATIONS=10000, HISTORY_INTERVAL=1000, MAX_SOURCES_TO_REPORT=1, MIN_SOURCE_DISTANCE=0.08, ACTIVITY_MAX_RELATIVE_DROP=0.5, PRINT_GENERATED_COUNTS_TABLE=False, UPDATE_FRAME_MAX_VOXELS=1000, GIF_FPS=1.0, AXIS_LIMITS_3D=[[-1,1],[-1,1],[-1,1]]",1.0,1000.0,100.0,1.0,0.08,4.5,5000.0,1000.0,1.0,4.5,2.5,25.0,0.0,78.5810863000006,0.18,-0.2,0.2,0.25,-0.5,0.08333333333333326,50.7877339727333,0.329410247428812,0.329410247428812,8,0.09513212860362816,0.3021405118299909,0.35129868633367556,0.3497948040634887,0.44409462548219253
95,motion_uncertainty,"reconstruction_method=mlem, SEED=11, NUM_MEASUREMENTS=50, TRUE_SOURCE_SPECS=[{""position"":[0.18,-0.2,0.2],""relative_strength"":1.0}], NUM_CHANNELS=16, DIODE_PITCH=0.006, SEARCH_MIN=[-0.5,-0.5,-0.5], SEARCH_MAX=[0.5,0.5,0.5], GRID_SIZE=13, TRAJECTORY_MODE=grid, LATERAL_SPAN=0.6, VERTICAL_SPAN=0.36, BASE_DISTANCE=1, DISTANCE_SPAN=0.18, ORBIT_RADIUS=1.3, ORBIT_RADIUS_SPAN=0, ORBIT_ANGLE_SPAN_DEG=360.0, ORBIT_START_ANGLE_DEG=0.0, ORBIT_VERTICAL_SPAN=0.0, ORIENTATION_MODE=fixed, FIXED_VIEW_DIRECTION=[0,1,0], SCAN_CENTER=[0.0,0.0,0.0], NUM_ITERATIONS=10000, HISTORY_INTERVAL=1000, MAX_SOURCES_TO_REPORT=1, MIN_SOURCE_DISTANCE=0.08, ACTIVITY_MAX_RELATIVE_DROP=0.5, PRINT_GENERATED_COUNTS_TABLE=False, UPDATE_FRAME_MAX_VOXELS=1000, GIF_FPS=1.0, AXIS_LIMITS_3D=[[-1,1],[-1,1],[-1,1]]",1.0,1000.0,100.0,1.0,0.08,4.5,5000.0,1000.0,1.0,4.5,2.5,25.0,10.0,76.99489689999973,0.18,-0.2,0.2,0.25,-0.5,0.08333333333333326,55.44849820331223,0.329410247428812,0.329410247428812,6,0.07979907762899492,0.3021405118299909,0.33906698328560697,0.3398240880035961,0.3916473581657698
96,motion_uncertainty,"reconstruction_method=mlem, SEED=11, NUM_MEASUREMENTS=50, TRUE_SOURCE_SPECS=[{""position"":[0.18,-0.2,0.2],""relative_strength"":1.0}], NUM_CHANNELS=16, DIODE_PITCH=0.006, SEARCH_MIN=[-0.5,-0.5,-0.5], SEARCH_MAX=[0.5,0.5,0.5], GRID_SIZE=13, TRAJECTORY_MODE=grid, LATERAL_SPAN=0.6, VERTICAL_SPAN=0.36, BASE_DISTANCE=1, DISTANCE_SPAN=0.18, ORBIT_RADIUS=1.3, ORBIT_RADIUS_SPAN=0, ORBIT_ANGLE_SPAN_DEG=360.0, ORBIT_START_ANGLE_DEG=0.0, ORBIT_VERTICAL_SPAN=0.0, ORIENTATION_MODE=fixed, FIXED_VIEW_DIRECTION=[0,1,0], SCAN_CENTER=[0.0,0.0,0.0], NUM_ITERATIONS=10000, HISTORY_INTERVAL=1000, MAX_SOURCES_TO_REPORT=1, MIN_SOURCE_DISTANCE=0.08, ACTIVITY_MAX_RELATIVE_DROP=0.5, PRINT_GENERATED_COUNTS_TABLE=False, UPDATE_FRAME_MAX_VOXELS=1000, GIF_FPS=1.0, AXIS_LIMITS_3D=[[-1,1],[-1,1],[-1,1]]",1.0,1000.0,100.0,1.0,0.08,4.5,5000.0,1000.0,1.0,4.5,2.5,25.0,25.0,77.67590859999837,0.18,-0.2,0.2,0.25,-0.5,0.08333333333333326,52.31330190466194,0.329410247428812,0.329410247428812,8,0.0989279390274399,0.3021405118299909,0.34024149855625413,0.33530038365321846,0.3821743739286327
97,motion_uncertainty,"reconstruction_method=mlem, SEED=11, NUM_MEASUREMENTS=50, TRUE_SOURCE_SPECS=[{""position"":[0.18,-0.2,0.2],""relative_strength"":1.0}], NUM_CHANNELS=16, DIODE_PITCH=0.006, SEARCH_MIN=[-0.5,-0.5,-0.5], SEARCH_MAX=[0.5,0.5,0.5], GRID_SIZE=13, TRAJECTORY_MODE=grid, LATERAL_SPAN=0.6, VERTICAL_SPAN=0.36, BASE_DISTANCE=1, DISTANCE_SPAN=0.18, ORBIT_RADIUS=1.3, ORBIT_RADIUS_SPAN=0, ORBIT_ANGLE_SPAN_DEG=360.0, ORBIT_START_ANGLE_DEG=0.0, ORBIT_VERTICAL_SPAN=0.0, ORIENTATION_MODE=fixed, FIXED_VIEW_DIRECTION=[0,1,0], SCAN_CENTER=[0.0,0.0,0.0], NUM_ITERATIONS=10000, HISTORY_INTERVAL=1000, MAX_SOURCES_TO_REPORT=1, MIN_SOURCE_DISTANCE=0.08, ACTIVITY_MAX_RELATIVE_DROP=0.5, PRINT_GENERATED_COUNTS_TABLE=False, UPDATE_FRAME_MAX_VOXELS=1000, GIF_FPS=1.0, AXIS_LIMITS_3D=[[-1,1],[-1,1],[-1,1]]",1.0,1000.0,100.0,1.0,0.08,4.5,5000.0,1000.0,1.0,4.5,2.5,25.0,45.0,75.68166989999736,0.18,-0.2,0.2,0.25,-0.5,0.08333333333333326,58.1389856672063,0.329410247428812,0.329410247428812,5,0.08242175578994101,0.3021405118299909,0.3161034861621828,0.31699929006806965,0.3265112803674444
98,motion_uncertainty,"reconstruction_method=mlem, SEED=11, NUM_MEASUREMENTS=50, TRUE_SOURCE_SPECS=[{""position"":[0.18,-0.2,0.2],""relative_strength"":1.0}], NUM_CHANNELS=16, DIODE_PITCH=0.006, SEARCH_MIN=[-0.5,-0.5,-0.5], SEARCH_MAX=[0.5,0.5,0.5], GRID_SIZE=13, TRAJECTORY_MODE=grid, LATERAL_SPAN=0.6, VERTICAL_SPAN=0.36, BASE_DISTANCE=1, DISTANCE_SPAN=0.18, ORBIT_RADIUS=1.3, ORBIT_RADIUS_SPAN=0, ORBIT_ANGLE_SPAN_DEG=360.0, ORBIT_START_ANGLE_DEG=0.0, ORBIT_VERTICAL_SPAN=0.0, ORIENTATION_MODE=fixed, FIXED_VIEW_DIRECTION=[0,1,0], SCAN_CENTER=[0.0,0.0,0.0], NUM_ITERATIONS=10000, HISTORY_INTERVAL=1000, MAX_SOURCES_TO_REPORT=1, MIN_SOURCE_DISTANCE=0.08, ACTIVITY_MAX_RELATIVE_DROP=0.5, PRINT_GENERATED_COUNTS_TABLE=False, UPDATE_FRAME_MAX_VOXELS=1000, GIF_FPS=1.0, AXIS_LIMITS_3D=[[-1,1],[-1,1],[-1,1]]",1.0,1000.0,100.0,1.0,0.08,4.5,5000.0,1000.0,1.0,4.5,2.5,25.0,60.0,77.66443969999818,0.18,-0.2,0.2,0.25,-0.5,0.08333333333333326,56.69249287890856,0.329410247428812,0.329410247428812,5,0.08392140514280697,0.3021405118299909,0.3161034861621828,0.31695650964984595,0.3265112803674444
99,motion_uncertainty,"reconstruction_method=mlem, SEED=11, NUM_MEASUREMENTS=50, TRUE_SOURCE_SPECS=[{""position"":[0.18,-0.2,0.2],""relative_strength"":1.0}], NUM_CHANNELS=16, DIODE_PITCH=0.006, SEARCH_MIN=[-0.5,-0.5,-0.5], SEARCH_MAX=[0.5,0.5,0.5], GRID_SIZE=13, TRAJECTORY_MODE=grid, LATERAL_SPAN=0.6, VERTICAL_SPAN=0.36, BASE_DISTANCE=1, DISTANCE_SPAN=0.18, ORBIT_RADIUS=1.3, ORBIT_RADIUS_SPAN=0, ORBIT_ANGLE_SPAN_DEG=360.0, ORBIT_START_ANGLE_DEG=0.0, ORBIT_VERTICAL_SPAN=0.0, ORIENTATION_MODE=fixed, FIXED_VIEW_DIRECTION=[0,1,0], SCAN_CENTER=[0.0,0.0,0.0], NUM_ITERATIONS=10000, HISTORY_INTERVAL=1000, MAX_SOURCES_TO_REPORT=1, MIN_SOURCE_DISTANCE=0.08, ACTIVITY_MAX_RELATIVE_DROP=0.5, PRINT_GENERATED_COUNTS_TABLE=False, UPDATE_FRAME_MAX_VOXELS=1000, GIF_FPS=1.0, AXIS_LIMITS_3D=[[-1,1],[-1,1],[-1,1]]",1.0,1000.0,100.0,1.0,0.08,4.5,5000.0,1000.0,1.0,4.5,2.5,45.0,0.0,78.30638009999893,0.18,-0.2,0.2,0.25,-0.5,0.08333333333333326,58.219038244866354,0.329410247428812,0.329410247428812,6,0.06812476839333727,0.3021405118299909,0.3445169742926392,0.3409796934358006,0.3982205063005888
100,motion_uncertainty,"reconstruction_method=mlem, SEED=11, NUM_MEASUREMENTS=50, TRUE_SOURCE_SPECS=[{""position"":[0.18,-0.2,0.2],""relative_strength"":1.0}], NUM_CHANNELS=16, DIODE_PITCH=0.006, SEARCH_MIN=[-0.5,-0.5,-0.5], SEARCH_MAX=[0.5,0.5,0.5], GRID_SIZE=13, TRAJECTORY_MODE=grid, LATERAL_SPAN=0.6, VERTICAL_SPAN=0.36, BASE_DISTANCE=1, DISTANCE_SPAN=0.18, ORBIT_RADIUS=1.3, ORBIT_RADIUS_SPAN=0, ORBIT_ANGLE_SPAN_DEG=360.0, ORBIT_START_ANGLE_DEG=0.0, ORBIT_VERTICAL_SPAN=0.0, ORIENTATION_MODE=fixed, FIXED_VIEW_DIRECTION=[0,1,0], SCAN_CENTER=[0.0,0.0,0.0], NUM_ITERATIONS=10000, HISTORY_INTERVAL=1000, MAX_SOURCES_TO_REPORT=1, MIN_SOURCE_DISTANCE=0.08, ACTIVITY_MAX_RELATIVE_DROP=0.5, PRINT_GENERATED_COUNTS_TABLE=False, UPDATE_FRAME_MAX_VOXELS=1000, GIF_FPS=1.0, AXIS_LIMITS_3D=[[-1,1],[-1,1],[-1,1]]",1.0,1000.0,100.0,1.0,0.08,4.5,5000.0,1000.0,1.0,4.5,2.5,45.0,10.0,77.7974753999988,0.18,-0.2,0.2,0.25,-0.5,0.08333333333333326,59.421413206498094,0.329410247428812,0.329410247428812,6,0.07162660471847776,0.3021405118299909,0.3367360681854796,0.33563105497747775,0.3846546128653876
101,motion_uncertainty,"reconstruction_method=mlem, SEED=11, NUM_MEASUREMENTS=50, TRUE_SOURCE_SPECS=[{""position"":[0.18,-0.2,0.2],""relative_strength"":1.0}], NUM_CHANNELS=16, DIODE_PITCH=0.006, SEARCH_MIN=[-0.5,-0.5,-0.5], SEARCH_MAX=[0.5,0.5,0.5], GRID_SIZE=13, TRAJECTORY_MODE=grid, LATERAL_SPAN=0.6, VERTICAL_SPAN=0.36, BASE_DISTANCE=1, DISTANCE_SPAN=0.18, ORBIT_RADIUS=1.3, ORBIT_RADIUS_SPAN=0, ORBIT_ANGLE_SPAN_DEG=360.0, ORBIT_START_ANGLE_DEG=0.0, ORBIT_VERTICAL_SPAN=0.0, ORIENTATION_MODE=fixed, FIXED_VIEW_DIRECTION=[0,1,0], SCAN_CENTER=[0.0,0.0,0.0], NUM_ITERATIONS=10000, HISTORY_INTERVAL=1000, MAX_SOURCES_TO_REPORT=1, MIN_SOURCE_DISTANCE=0.08, ACTIVITY_MAX_RELATIVE_DROP=0.5, PRINT_GENERATED_COUNTS_TABLE=False, UPDATE_FRAME_MAX_VOXELS=1000, GIF_FPS=1.0, AXIS_LIMITS_3D=[[-1,1],[-1,1],[-1,1]]",1.0,1000.0,100.0,1.0,0.08,4.5,5000.0,1000.0,1.0,4.5,2.5,45.0,25.0,78.30890490000093,0.18,-0.2,0.2,0.25,-0.5,0.08333333333333326,55.719762514590116,0.329410247428812,0.329410247428812,7,0.08226274838557701,0.2196208854670551,0.3200053277971332,0.32054076211645427,0.37360573977807254
102,motion_uncertainty,"reconstruction_method=mlem, SEED=11, NUM_MEASUREMENTS=50, TRUE_SOURCE_SPECS=[{""position"":[0.18,-0.2,0.2],""relative_strength"":1.0}], NUM_CHANNELS=16, DIODE_PITCH=0.006, SEARCH_MIN=[-0.5,-0.5,-0.5], SEARCH_MAX=[0.5,0.5,0.5], GRID_SIZE=13, TRAJECTORY_MODE=grid, LATERAL_SPAN=0.6, VERTICAL_SPAN=0.36, BASE_DISTANCE=1, DISTANCE_SPAN=0.18, ORBIT_RADIUS=1.3, ORBIT_RADIUS_SPAN=0, ORBIT_ANGLE_SPAN_DEG=360.0, ORBIT_START_ANGLE_DEG=0.0, ORBIT_VERTICAL_SPAN=0.0, ORIENTATION_MODE=fixed, FIXED_VIEW_DIRECTION=[0,1,0], SCAN_CENTER=[0.0,0.0,0.0], NUM_ITERATIONS=10000, HISTORY_INTERVAL=1000, MAX_SOURCES_TO_REPORT=1, MIN_SOURCE_DISTANCE=0.08, ACTIVITY_MAX_RELATIVE_DROP=0.5, PRINT_GENERATED_COUNTS_TABLE=False, UPDATE_FRAME_MAX_VOXELS=1000, GIF_FPS=1.0, AXIS_LIMITS_3D=[[-1,1],[-1,1],[-1,1]]",1.0,1000.0,100.0,1.0,0.08,4.5,5000.0,1000.0,1.0,4.5,2.5,45.0,45.0,78.0285509000023,0.18,-0.2,0.2,0.16666666666666663,-0.5,0.08333333333333326,55.85386230081774,0.32216282977539307,0.32216282977539307,7,0.08858935072413338,0.2196208854670551,0.2900370082189351,0.2981044493592649,0.3250617968367606
103,motion_uncertainty,"reconstruction_method=mlem, SEED=11, NUM_MEASUREMENTS=50, TRUE_SOURCE_SPECS=[{""position"":[0.18,-0.2,0.2],""relative_strength"":1.0}], NUM_CHANNELS=16, DIODE_PITCH=0.006, SEARCH_MIN=[-0.5,-0.5,-0.5], SEARCH_MAX=[0.5,0.5,0.5], GRID_SIZE=13, TRAJECTORY_MODE=grid, LATERAL_SPAN=0.6, VERTICAL_SPAN=0.36, BASE_DISTANCE=1, DISTANCE_SPAN=0.18, ORBIT_RADIUS=1.3, ORBIT_RADIUS_SPAN=0, ORBIT_ANGLE_SPAN_DEG=360.0, ORBIT_START_ANGLE_DEG=0.0, ORBIT_VERTICAL_SPAN=0.0, ORIENTATION_MODE=fixed, FIXED_VIEW_DIRECTION=[0,1,0], SCAN_CENTER=[0.0,0.0,0.0], NUM_ITERATIONS=10000, HISTORY_INTERVAL=1000, MAX_SOURCES_TO_REPORT=1, MIN_SOURCE_DISTANCE=0.08, ACTIVITY_MAX_RELATIVE_DROP=0.5, PRINT_GENERATED_COUNTS_TABLE=False, UPDATE_FRAME_MAX_VOXELS=1000, GIF_FPS=1.0, AXIS_LIMITS_3D=[[-1,1],[-1,1],[-1,1]]",1.0,1000.0,100.0,1.0,0.08,4.5,5000.0,1000.0,1.0,4.5,2.5,45.0,60.0,76.3475784000002,0.18,-0.2,0.2,0.16666666666666663,-0.5,0.08333333333333326,59.56798862591448,0.32216282977539307,0.32216282977539307,4,0.056969467783462534,0.3021405118299909,0.3224505504219988,0.3230995603518215,0.3340851030863031
104,motion_uncertainty,"reconstruction_method=mlem, SEED=11, NUM_MEASUREMENTS=50, TRUE_SOURCE_SPECS=[{""position"":[0.18,-0.2,0.2],""relative_strength"":1.0}], NUM_CHANNELS=16, DIODE_PITCH=0.006, SEARCH_MIN=[-0.5,-0.5,-0.5], SEARCH_MAX=[0.5,0.5,0.5], GRID_SIZE=13, TRAJECTORY_MODE=grid, LATERAL_SPAN=0.6, VERTICAL_SPAN=0.36, BASE_DISTANCE=1, DISTANCE_SPAN=0.18, ORBIT_RADIUS=1.3, ORBIT_RADIUS_SPAN=0, ORBIT_ANGLE_SPAN_DEG=360.0, ORBIT_START_ANGLE_DEG=0.0, ORBIT_VERTICAL_SPAN=0.0, ORIENTATION_MODE=fixed, FIXED_VIEW_DIRECTION=[0,1,0], SCAN_CENTER=[0.0,0.0,0.0], NUM_ITERATIONS=10000, HISTORY_INTERVAL=1000, MAX_SOURCES_TO_REPORT=1, MIN_SOURCE_DISTANCE=0.08, ACTIVITY_MAX_RELATIVE_DROP=0.5, PRINT_GENERATED_COUNTS_TABLE=False, UPDATE_FRAME_MAX_VOXELS=1000, GIF_FPS=1.0, AXIS_LIMITS_3D=[[-1,1],[-1,1],[-1,1]]",1.0,1000.0,100.0,1.0,0.08,4.5,5000.0,1000.0,1.0,4.5,2.5,60.0,0.0,78.82891510000263,0.18,-0.2,0.2,0.25,-0.5,0.08333333333333326,42.77921826312371,0.329410247428812,0.329410247428812,21,0.13436711083152392,0.06155395104206462,0.1924908553327723,0.202542027647028,0.31694724412046177
105,motion_uncertainty,"reconstruction_method=mlem, SEED=11, NUM_MEASUREMENTS=50, TRUE_SOURCE_SPECS=[{""position"":[0.18,-0.2,0.2],""relative_strength"":1.0}], NUM_CHANNELS=16, DIODE_PITCH=0.006, SEARCH_MIN=[-0.5,-0.5,-0.5], SEARCH_MAX=[0.5,0.5,0.5], GRID_SIZE=13, TRAJECTORY_MODE=grid, LATERAL_SPAN=0.6, VERTICAL_SPAN=0.36, BASE_DISTANCE=1, DISTANCE_SPAN=0.18, ORBIT_RADIUS=1.3, ORBIT_RADIUS_SPAN=0, ORBIT_ANGLE_SPAN_DEG=360.0, ORBIT_START_ANGLE_DEG=0.0, ORBIT_VERTICAL_SPAN=0.0, ORIENTATION_MODE=fixed, FIXED_VIEW_DIRECTION=[0,1,0], SCAN_CENTER=[0.0,0.0,0.0], NUM_ITERATIONS=10000, HISTORY_INTERVAL=1000, MAX_SOURCES_TO_REPORT=1, MIN_SOURCE_DISTANCE=0.08, ACTIVITY_MAX_RELATIVE_DROP=0.5, PRINT_GENERATED_COUNTS_TABLE=False, UPDATE_FRAME_MAX_VOXELS=1000, GIF_FPS=1.0, AXIS_LIMITS_3D=[[-1,1],[-1,1],[-1,1]]",1.0,1000.0,100.0,1.0,0.08,4.5,5000.0,1000.0,1.0,4.5,2.5,60.0,10.0,78.14264550000007,0.18,-0.2,0.2,0.16666666666666663,-0.4166666666666667,0.16666666666666663,40.75635717813042,0.2196208854670551,0.2196208854670551,30,0.19285750169193935,0.0489897948556636,0.17546548312752525,0.18192160550539682,0.3174688026859549
106,motion_uncertainty,"reconstruction_method=mlem, SEED=11, NUM_MEASUREMENTS=50, TRUE_SOURCE_SPECS=[{""position"":[0.18,-0.2,0.2],""relative_strength"":1.0}], NUM_CHANNELS=16, DIODE_PITCH=0.006, SEARCH_MIN=[-0.5,-0.5,-0.5], SEARCH_MAX=[0.5,0.5,0.5], GRID_SIZE=13, TRAJECTORY_MODE=grid, LATERAL_SPAN=0.6, VERTICAL_SPAN=0.36, BASE_DISTANCE=1, DISTANCE_SPAN=0.18, ORBIT_RADIUS=1.3, ORBIT_RADIUS_SPAN=0, ORBIT_ANGLE_SPAN_DEG=360.0, ORBIT_START_ANGLE_DEG=0.0, ORBIT_VERTICAL_SPAN=0.0, ORIENTATION_MODE=fixed, FIXED_VIEW_DIRECTION=[0,1,0], SCAN_CENTER=[0.0,0.0,0.0], NUM_ITERATIONS=10000, HISTORY_INTERVAL=1000, MAX_SOURCES_TO_REPORT=1, MIN_SOURCE_DISTANCE=0.08, ACTIVITY_MAX_RELATIVE_DROP=0.5, PRINT_GENERATED_COUNTS_TABLE=False, UPDATE_FRAME_MAX_VOXELS=1000, GIF_FPS=1.0, AXIS_LIMITS_3D=[[-1,1],[-1,1],[-1,1]]",1.0,1000.0,100.0,1.0,0.08,4.5,5000.0,1000.0,1.0,4.5,2.5,60.0,25.0,76.72514600000068,0.18,-0.2,0.2,0.16666666666666663,-0.4166666666666667,0.16666666666666663,42.77102676720988,0.2196208854670551,0.2196208854670551,35,0.24315063464066664,0.0489897948556636,0.1705591483813079,0.17251147955011525,0.2947430612286869
107,motion_uncertainty,"reconstruction_method=mlem, SEED=11, NUM_MEASUREMENTS=50, TRUE_SOURCE_SPECS=[{""position"":[0.18,-0.2,0.2],""relative_strength"":1.0}], NUM_CHANNELS=16, DIODE_PITCH=0.006, SEARCH_MIN=[-0.5,-0.5,-0.5], SEARCH_MAX=[0.5,0.5,0.5], GRID_SIZE=13, TRAJECTORY_MODE=grid, LATERAL_SPAN=0.6, VERTICAL_SPAN=0.36, BASE_DISTANCE=1, DISTANCE_SPAN=0.18, ORBIT_RADIUS=1.3, ORBIT_RADIUS_SPAN=0, ORBIT_ANGLE_SPAN_DEG=360.0, ORBIT_START_ANGLE_DEG=0.0, ORBIT_VERTICAL_SPAN=0.0, ORIENTATION_MODE=fixed, FIXED_VIEW_DIRECTION=[0,1,0], SCAN_CENTER=[0.0,0.0,0.0], NUM_ITERATIONS=10000, HISTORY_INTERVAL=1000, MAX_SOURCES_TO_REPORT=1, MIN_SOURCE_DISTANCE=0.08, ACTIVITY_MAX_RELATIVE_DROP=0.5, PRINT_GENERATED_COUNTS_TABLE=False, UPDATE_FRAME_MAX_VOXELS=1000, GIF_FPS=1.0, AXIS_LIMITS_3D=[[-1,1],[-1,1],[-1,1]]",1.0,1000.0,100.0,1.0,0.08,4.5,5000.0,1000.0,1.0,4.5,2.5,60.0,45.0,77.88437649999833,0.18,-0.2,0.2,0.16666666666666663,-0.33333333333333337,0.16666666666666663,48.34023994704391,0.13808210118138659,0.13808210118138659,38,0.3114657740661501,0.0489897948556636,0.15701664793377001,0.15211649759358695,0.23295941018246896
108,motion_uncertainty,"reconstruction_method=mlem, SEED=11, NUM_MEASUREMENTS=50, TRUE_SOURCE_SPECS=[{""position"":[0.18,-0.2,0.2],""relative_strength"":1.0}], NUM_CHANNELS=16, DIODE_PITCH=0.006, SEARCH_MIN=[-0.5,-0.5,-0.5], SEARCH_MAX=[0.5,0.5,0.5], GRID_SIZE=13, TRAJECTORY_MODE=grid, LATERAL_SPAN=0.6, VERTICAL_SPAN=0.36, BASE_DISTANCE=1, DISTANCE_SPAN=0.18, ORBIT_RADIUS=1.3, ORBIT_RADIUS_SPAN=0, ORBIT_ANGLE_SPAN_DEG=360.0, ORBIT_START_ANGLE_DEG=0.0, ORBIT_VERTICAL_SPAN=0.0, ORIENTATION_MODE=fixed, FIXED_VIEW_DIRECTION=[0,1,0], SCAN_CENTER=[0.0,0.0,0.0], NUM_ITERATIONS=10000, HISTORY_INTERVAL=1000, MAX_SOURCES_TO_REPORT=1, MIN_SOURCE_DISTANCE=0.08, ACTIVITY_MAX_RELATIVE_DROP=0.5, PRINT_GENERATED_COUNTS_TABLE=False, UPDATE_FRAME_MAX_VOXELS=1000, GIF_FPS=1.0, AXIS_LIMITS_3D=[[-1,1],[-1,1],[-1,1]]",1.0,1000.0,100.0,1.0,0.08,4.5,5000.0,1000.0,1.0,4.5,2.5,60.0,60.0,77.38641619999908,0.18,-0.2,0.2,0.25,-0.25,0.16666666666666663,47.6195331848487,0.092255683353987,0.092255683353987,39,0.2952093100697456,0.0489897948556636,0.16402351306649632,0.15725102458975687,0.24832163755889303
109,motion_uncertainty,"reconstruction_method=mlem, SEED=11, NUM_MEASUREMENTS=50, TRUE_SOURCE_SPECS=[{""position"":[0.18,-0.2,0.2],""relative_strength"":1.0}], NUM_CHANNELS=16, DIODE_PITCH=0.006, SEARCH_MIN=[-0.5,-0.5,-0.5], SEARCH_MAX=[0.5,0.5,0.5], GRID_SIZE=13, TRAJECTORY_MODE=grid, LATERAL_SPAN=0.6, VERTICAL_SPAN=0.36, BASE_DISTANCE=1, DISTANCE_SPAN=0.18, ORBIT_RADIUS=1.3, ORBIT_RADIUS_SPAN=0, ORBIT_ANGLE_SPAN_DEG=360.0, ORBIT_START_ANGLE_DEG=0.0, ORBIT_VERTICAL_SPAN=0.0, ORIENTATION_MODE=fixed, FIXED_VIEW_DIRECTION=[0,1,0], SCAN_CENTER=[0.0,0.0,0.0], NUM_ITERATIONS=10000, HISTORY_INTERVAL=1000, MAX_SOURCES_TO_REPORT=1, MIN_SOURCE_DISTANCE=0.08, ACTIVITY_MAX_RELATIVE_DROP=0.5, PRINT_GENERATED_COUNTS_TABLE=False, UPDATE_FRAME_MAX_VOXELS=1000, GIF_FPS=1.0, AXIS_LIMITS_3D=[[-1,1],[-1,1],[-1,1]]",1.0,1000.0,100.0,1.0,0.08,4.5,5000.0,1000.0,1.0,4.5,5.0,0.0,0.0,78.94309710000016,0.18,-0.2,0.2,0.08333333333333326,-0.5,0.08333333333333326,41.06384863722793,0.33608861265379936,0.33608861265379936,17,0.13775768357778004,0.2196208854670551,0.33861888097685644,0.33379313178203757,0.36735127949898194
110,motion_uncertainty,"reconstruction_method=mlem, SEED=11, NUM_MEASUREMENTS=50, TRUE_SOURCE_SPECS=[{""position"":[0.18,-0.2,0.2],""relative_strength"":1.0}], NUM_CHANNELS=16, DIODE_PITCH=0.006, SEARCH_MIN=[-0.5,-0.5,-0.5], SEARCH_MAX=[0.5,0.5,0.5], GRID_SIZE=13, TRAJECTORY_MODE=grid, LATERAL_SPAN=0.6, VERTICAL_SPAN=0.36, BASE_DISTANCE=1, DISTANCE_SPAN=0.18, ORBIT_RADIUS=1.3, ORBIT_RADIUS_SPAN=0, ORBIT_ANGLE_SPAN_DEG=360.0, ORBIT_START_ANGLE_DEG=0.0, ORBIT_VERTICAL_SPAN=0.0, ORIENTATION_MODE=fixed, FIXED_VIEW_DIRECTION=[0,1,0], SCAN_CENTER=[0.0,0.0,0.0], NUM_ITERATIONS=10000, HISTORY_INTERVAL=1000, MAX_SOURCES_TO_REPORT=1, MIN_SOURCE_DISTANCE=0.08, ACTIVITY_MAX_RELATIVE_DROP=0.5, PRINT_GENERATED_COUNTS_TABLE=False, UPDATE_FRAME_MAX_VOXELS=1000, GIF_FPS=1.0, AXIS_LIMITS_3D=[[-1,1],[-1,1],[-1,1]]",1.0,1000.0,100.0,1.0,0.08,4.5,5000.0,1000.0,1.0,4.5,5.0,0.0,10.0,77.40832779999982,0.18,-0.2,0.2,0.08333333333333326,-0.5,0.08333333333333326,44.081770057963084,0.33608861265379936,0.33608861265379936,14,0.12478705660904138,0.2196208854670551,0.30259917666891606,0.3072100933424999,0.3481902448380262
111,motion_uncertainty,"reconstruction_method=mlem, SEED=11, NUM_MEASUREMENTS=50, TRUE_SOURCE_SPECS=[{""position"":[0.18,-0.2,0.2],""relative_strength"":1.0}], NUM_CHANNELS=16, DIODE_PITCH=0.006, SEARCH_MIN=[-0.5,-0.5,-0.5], SEARCH_MAX=[0.5,0.5,0.5], GRID_SIZE=13, TRAJECTORY_MODE=grid, LATERAL_SPAN=0.6, VERTICAL_SPAN=0.36, BASE_DISTANCE=1, DISTANCE_SPAN=0.18, ORBIT_RADIUS=1.3, ORBIT_RADIUS_SPAN=0, ORBIT_ANGLE_SPAN_DEG=360.0, ORBIT_START_ANGLE_DEG=0.0, ORBIT_VERTICAL_SPAN=0.0, ORIENTATION_MODE=fixed, FIXED_VIEW_DIRECTION=[0,1,0], SCAN_CENTER=[0.0,0.0,0.0], NUM_ITERATIONS=10000, HISTORY_INTERVAL=1000, MAX_SOURCES_TO_REPORT=1, MIN_SOURCE_DISTANCE=0.08, ACTIVITY_MAX_RELATIVE_DROP=0.5, PRINT_GENERATED_COUNTS_TABLE=False, UPDATE_FRAME_MAX_VOXELS=1000, GIF_FPS=1.0, AXIS_LIMITS_3D=[[-1,1],[-1,1],[-1,1]]",1.0,1000.0,100.0,1.0,0.08,4.5,5000.0,1000.0,1.0,4.5,5.0,0.0,25.0,77.99536250000165,0.18,-0.2,0.2,0.08333333333333326,-0.5,0.08333333333333326,42.37415115605251,0.33608861265379936,0.33608861265379936,15,0.14331530056737085,0.2196208854670551,0.30811732447348206,0.31151910734673754,0.3526237549979043
112,motion_uncertainty,"reconstruction_method=mlem, SEED=11, NUM_MEASUREMENTS=50, TRUE_SOURCE_SPECS=[{""position"":[0.18,-0.2,0.2],""relative_strength"":1.0}], NUM_CHANNELS=16, DIODE_PITCH=0.006, SEARCH_MIN=[-0.5,-0.5,-0.5], SEARCH_MAX=[0.5,0.5,0.5], GRID_SIZE=13, TRAJECTORY_MODE=grid, LATERAL_SPAN=0.6, VERTICAL_SPAN=0.36, BASE_DISTANCE=1, DISTANCE_SPAN=0.18, ORBIT_RADIUS=1.3, ORBIT_RADIUS_SPAN=0, ORBIT_ANGLE_SPAN_DEG=360.0, ORBIT_START_ANGLE_DEG=0.0, ORBIT_VERTICAL_SPAN=0.0, ORIENTATION_MODE=fixed, FIXED_VIEW_DIRECTION=[0,1,0], SCAN_CENTER=[0.0,0.0,0.0], NUM_ITERATIONS=10000, HISTORY_INTERVAL=1000, MAX_SOURCES_TO_REPORT=1, MIN_SOURCE_DISTANCE=0.08, ACTIVITY_MAX_RELATIVE_DROP=0.5, PRINT_GENERATED_COUNTS_TABLE=False, UPDATE_FRAME_MAX_VOXELS=1000, GIF_FPS=1.0, AXIS_LIMITS_3D=[[-1,1],[-1,1],[-1,1]]",1.0,1000.0,100.0,1.0,0.08,4.5,5000.0,1000.0,1.0,4.5,5.0,0.0,45.0,76.96237269999983,0.18,-0.2,0.2,0.16666666666666663,-0.5,0.08333333333333326,45.81432918798594,0.32216282977539307,0.32216282977539307,14,0.16090180089617762,0.2196208854670551,0.30259917666891606,0.3087557154379131,0.3481902448380262
113,motion_uncertainty,"reconstruction_method=mlem, SEED=11, NUM_MEASUREMENTS=50, TRUE_SOURCE_SPECS=[{""position"":[0.18,-0.2,0.2],""relative_strength"":1.0}], NUM_CHANNELS=16, DIODE_PITCH=0.006, SEARCH_MIN=[-0.5,-0.5,-0.5], SEARCH_MAX=[0.5,0.5,0.5], GRID_SIZE=13, TRAJECTORY_MODE=grid, LATERAL_SPAN=0.6, VERTICAL_SPAN=0.36, BASE_DISTANCE=1, DISTANCE_SPAN=0.18, ORBIT_RADIUS=1.3, ORBIT_RADIUS_SPAN=0, ORBIT_ANGLE_SPAN_DEG=360.0, ORBIT_START_ANGLE_DEG=0.0, ORBIT_VERTICAL_SPAN=0.0, ORIENTATION_MODE=fixed, FIXED_VIEW_DIRECTION=[0,1,0], SCAN_CENTER=[0.0,0.0,0.0], NUM_ITERATIONS=10000, HISTORY_INTERVAL=1000, MAX_SOURCES_TO_REPORT=1, MIN_SOURCE_DISTANCE=0.08, ACTIVITY_MAX_RELATIVE_DROP=0.5, PRINT_GENERATED_COUNTS_TABLE=False, UPDATE_FRAME_MAX_VOXELS=1000, GIF_FPS=1.0, AXIS_LIMITS_3D=[[-1,1],[-1,1],[-1,1]]",1.0,1000.0,100.0,1.0,0.08,4.5,5000.0,1000.0,1.0,4.5,5.0,0.0,60.0,74.65616969999974,0.18,-0.2,0.2,0.16666666666666663,-0.5,0.08333333333333326,52.619556910262766,0.32216282977539307,0.32216282977539307,14,0.17852151368197597,0.2196208854670551,0.30259917666891606,0.3081872435713572,0.3481902448380262
114,motion_uncertainty,"reconstruction_method=mlem, SEED=11, NUM_MEASUREMENTS=50, TRUE_SOURCE_SPECS=[{""position"":[0.18,-0.2,0.2],""relative_strength"":1.0}], NUM_CHANNELS=16, DIODE_PITCH=0.006, SEARCH_MIN=[-0.5,-0.5,-0.5], SEARCH_MAX=[0.5,0.5,0.5], GRID_SIZE=13, TRAJECTORY_MODE=grid, LATERAL_SPAN=0.6, VERTICAL_SPAN=0.36, BASE_DISTANCE=1, DISTANCE_SPAN=0.18, ORBIT_RADIUS=1.3, ORBIT_RADIUS_SPAN=0, ORBIT_ANGLE_SPAN_DEG=360.0, ORBIT_START_ANGLE_DEG=0.0, ORBIT_VERTICAL_SPAN=0.0, ORIENTATION_MODE=fixed, FIXED_VIEW_DIRECTION=[0,1,0], SCAN_CENTER=[0.0,0.0,0.0], NUM_ITERATIONS=10000, HISTORY_INTERVAL=1000, MAX_SOURCES_TO_REPORT=1, MIN_SOURCE_DISTANCE=0.08, ACTIVITY_MAX_RELATIVE_DROP=0.5, PRINT_GENERATED_COUNTS_TABLE=False, UPDATE_FRAME_MAX_VOXELS=1000, GIF_FPS=1.0, AXIS_LIMITS_3D=[[-1,1],[-1,1],[-1,1]]",1.0,1000.0,100.0,1.0,0.08,4.5,5000.0,1000.0,1.0,4.5,5.0,10.0,0.0,77.50306020000062,0.18,-0.2,0.2,0.16666666666666663,-0.5,0.08333333333333326,38.84071672858295,0.32216282977539307,0.32216282977539307,16,0.13484544242760435,0.2196208854670551,0.32971167012914393,0.3312486295504117,0.3539917551909032
115,motion_uncertainty,"reconstruction_method=mlem, SEED=11, NUM_MEASUREMENTS=50, TRUE_SOURCE_SPECS=[{""position"":[0.18,-0.2,0.2],""relative_strength"":1.0}], NUM_CHANNELS=16, DIODE_PITCH=0.006, SEARCH_MIN=[-0.5,-0.5,-0.5], SEARCH_MAX=[0.5,0.5,0.5], GRID_SIZE=13, TRAJECTORY_MODE=grid, LATERAL_SPAN=0.6, VERTICAL_SPAN=0.36, BASE_DISTANCE=1, DISTANCE_SPAN=0.18, ORBIT_RADIUS=1.3, ORBIT_RADIUS_SPAN=0, ORBIT_ANGLE_SPAN_DEG=360.0, ORBIT_START_ANGLE_DEG=0.0, ORBIT_VERTICAL_SPAN=0.0, ORIENTATION_MODE=fixed, FIXED_VIEW_DIRECTION=[0,1,0], SCAN_CENTER=[0.0,0.0,0.0], NUM_ITERATIONS=10000, HISTORY_INTERVAL=1000, MAX_SOURCES_TO_REPORT=1, MIN_SOURCE_DISTANCE=0.08, ACTIVITY_MAX_RELATIVE_DROP=0.5, PRINT_GENERATED_COUNTS_TABLE=False, UPDATE_FRAME_MAX_VOXELS=1000, GIF_FPS=1.0, AXIS_LIMITS_3D=[[-1,1],[-1,1],[-1,1]]",1.0,1000.0,100.0,1.0,0.08,4.5,5000.0,1000.0,1.0,4.5,5.0,10.0,10.0,77.9245465999993,0.18,-0.2,0.2,0.16666666666666663,-0.5,0.08333333333333326,41.42035820764862,0.32216282977539307,0.32216282977539307,14,0.1273272649035086,0.2196208854670551,0.3037376049330952,0.30799792197625386,0.3528208014837897
116,motion_uncertainty,"reconstruction_method=mlem, SEED=11, NUM_MEASUREMENTS=50, TRUE_SOURCE_SPECS=[{""position"":[0.18,-0.2,0.2],""relative_strength"":1.0}], NUM_CHANNELS=16, DIODE_PITCH=0.006, SEARCH_MIN=[-0.5,-0.5,-0.5], SEARCH_MAX=[0.5,0.5,0.5], GRID_SIZE=13, TRAJECTORY_MODE=grid, LATERAL_SPAN=0.6, VERTICAL_SPAN=0.36, BASE_DISTANCE=1, DISTANCE_SPAN=0.18, ORBIT_RADIUS=1.3, ORBIT_RADIUS_SPAN=0, ORBIT_ANGLE_SPAN_DEG=360.0, ORBIT_START_ANGLE_DEG=0.0, ORBIT_VERTICAL_SPAN=0.0, ORIENTATION_MODE=fixed, FIXED_VIEW_DIRECTION=[0,1,0], SCAN_CENTER=[0.0,0.0,0.0], NUM_ITERATIONS=10000, HISTORY_INTERVAL=1000, MAX_SOURCES_TO_REPORT=1, MIN_SOURCE_DISTANCE=0.08, ACTIVITY_MAX_RELATIVE_DROP=0.5, PRINT_GENERATED_COUNTS_TABLE=False, UPDATE_FRAME_MAX_VOXELS=1000, GIF_FPS=1.0, AXIS_LIMITS_3D=[[-1,1],[-1,1],[-1,1]]",1.0,1000.0,100.0,1.0,0.08,4.5,5000.0,1000.0,1.0,4.5,5.0,10.0,25.0,78.62985079999999,0.18,-0.2,0.2,0.16666666666666663,-0.5,0.08333333333333326,41.95107088424477,0.32216282977539307,0.32216282977539307,14,0.1335097544261004,0.2196208854670551,0.30259917666891606,0.30743180561754074,0.3481902448380262
117,motion_uncertainty,"reconstruction_method=mlem, SEED=11, NUM_MEASUREMENTS=50, TRUE_SOURCE_SPECS=[{""position"":[0.18,-0.2,0.2],""relative_strength"":1.0}], NUM_CHANNELS=16, DIODE_PITCH=0.006, SEARCH_MIN=[-0.5,-0.5,-0.5], SEARCH_MAX=[0.5,0.5,0.5], GRID_SIZE=13, TRAJECTORY_MODE=grid, LATERAL_SPAN=0.6, VERTICAL_SPAN=0.36, BASE_DISTANCE=1, DISTANCE_SPAN=0.18, ORBIT_RADIUS=1.3, ORBIT_RADIUS_SPAN=0, ORBIT_ANGLE_SPAN_DEG=360.0, ORBIT_START_ANGLE_DEG=0.0, ORBIT_VERTICAL_SPAN=0.0, ORIENTATION_MODE=fixed, FIXED_VIEW_DIRECTION=[0,1,0], SCAN_CENTER=[0.0,0.0,0.0], NUM_ITERATIONS=10000, HISTORY_INTERVAL=1000, MAX_SOURCES_TO_REPORT=1, MIN_SOURCE_DISTANCE=0.08, ACTIVITY_MAX_RELATIVE_DROP=0.5, PRINT_GENERATED_COUNTS_TABLE=False, UPDATE_FRAME_MAX_VOXELS=1000, GIF_FPS=1.0, AXIS_LIMITS_3D=[[-1,1],[-1,1],[-1,1]]",1.0,1000.0,100.0,1.0,0.08,4.5,5000.0,1000.0,1.0,4.5,5.0,10.0,45.0,77.51590509999733,0.18,-0.2,0.2,0.16666666666666663,-0.5,0.08333333333333326,51.2042787237629,0.32216282977539307,0.32216282977539307,12,0.14324754774778464,0.2196208854670551,0.31253034698557874,0.3148338694707436,0.3503577323344034
118,motion_uncertainty,"reconstruction_method=mlem, SEED=11, NUM_MEASUREMENTS=50, TRUE_SOURCE_SPECS=[{""position"":[0.18,-0.2,0.2],""relative_strength"":1.0}], NUM_CHANNELS=16, DIODE_PITCH=0.006, SEARCH_MIN=[-0.5,-0.5,-0.5], SEARCH_MAX=[0.5,0.5,0.5], GRID_SIZE=13, TRAJECTORY_MODE=grid, LATERAL_SPAN=0.6, VERTICAL_SPAN=0.36, BASE_DISTANCE=1, DISTANCE_SPAN=0.18, ORBIT_RADIUS=1.3, ORBIT_RADIUS_SPAN=0, ORBIT_ANGLE_SPAN_DEG=360.0, ORBIT_START_ANGLE_DEG=0.0, ORBIT_VERTICAL_SPAN=0.0, ORIENTATION_MODE=fixed, FIXED_VIEW_DIRECTION=[0,1,0], SCAN_CENTER=[0.0,0.0,0.0], NUM_ITERATIONS=10000, HISTORY_INTERVAL=1000, MAX_SOURCES_TO_REPORT=1, MIN_SOURCE_DISTANCE=0.08, ACTIVITY_MAX_RELATIVE_DROP=0.5, PRINT_GENERATED_COUNTS_TABLE=False, UPDATE_FRAME_MAX_VOXELS=1000, GIF_FPS=1.0, AXIS_LIMITS_3D=[[-1,1],[-1,1],[-1,1]]",1.0,1000.0,100.0,1.0,0.08,4.5,5000.0,1000.0,1.0,4.5,5.0,10.0,60.0,76.81262520000018,0.18,-0.2,0.2,0.25,-0.5,0.08333333333333326,55.78568058196962,0.329410247428812,0.329410247428812,12,0.15503993110728756,0.2196208854670551,0.31253034698557874,0.31326263259110537,0.3503577323344034
119,motion_uncertainty,"reconstruction_method=mlem, SEED=11, NUM_MEASUREMENTS=50, TRUE_SOURCE_SPECS=[{""position"":[0.18,-0.2,0.2],""relative_strength"":1.0}], NUM_CHANNELS=16, DIODE_PITCH=0.006, SEARCH_MIN=[-0.5,-0.5,-0.5], SEARCH_MAX=[0.5,0.5,0.5], GRID_SIZE=13, TRAJECTORY_MODE=grid, LATERAL_SPAN=0.6, VERTICAL_SPAN=0.36, BASE_DISTANCE=1, DISTANCE_SPAN=0.18, ORBIT_RADIUS=1.3, ORBIT_RADIUS_SPAN=0, ORBIT_ANGLE_SPAN_DEG=360.0, ORBIT_START_ANGLE_DEG=0.0, ORBIT_VERTICAL_SPAN=0.0, ORIENTATION_MODE=fixed, FIXED_VIEW_DIRECTION=[0,1,0], SCAN_CENTER=[0.0,0.0,0.0], NUM_ITERATIONS=10000, HISTORY_INTERVAL=1000, MAX_SOURCES_TO_REPORT=1, MIN_SOURCE_DISTANCE=0.08, ACTIVITY_MAX_RELATIVE_DROP=0.5, PRINT_GENERATED_COUNTS_TABLE=False, UPDATE_FRAME_MAX_VOXELS=1000, GIF_FPS=1.0, AXIS_LIMITS_3D=[[-1,1],[-1,1],[-1,1]]",1.0,1000.0,100.0,1.0,0.08,4.5,5000.0,1000.0,1.0,4.5,5.0,25.0,0.0,78.88612119999743,0.18,-0.2,0.2,0.25,-0.5,0.08333333333333326,43.341198227547636,0.329410247428812,0.329410247428812,10,0.10381769360349088,0.2196208854670551,0.37481520285142655,0.3615289506465853,0.48864588165051026
120,motion_uncertainty,"reconstruction_method=mlem, SEED=11, NUM_MEASUREMENTS=50, TRUE_SOURCE_SPECS=[{""position"":[0.18,-0.2,0.2],""relative_strength"":1.0}], NUM_CHANNELS=16, DIODE_PITCH=0.006, SEARCH_MIN=[-0.5,-0.5,-0.5], SEARCH_MAX=[0.5,0.5,0.5], GRID_SIZE=13, TRAJECTORY_MODE=grid, LATERAL_SPAN=0.6, VERTICAL_SPAN=0.36, BASE_DISTANCE=1, DISTANCE_SPAN=0.18, ORBIT_RADIUS=1.3, ORBIT_RADIUS_SPAN=0, ORBIT_ANGLE_SPAN_DEG=360.0, ORBIT_START_ANGLE_DEG=0.0, ORBIT_VERTICAL_SPAN=0.0, ORIENTATION_MODE=fixed, FIXED_VIEW_DIRECTION=[0,1,0], SCAN_CENTER=[0.0,0.0,0.0], NUM_ITERATIONS=10000, HISTORY_INTERVAL=1000, MAX_SOURCES_TO_REPORT=1, MIN_SOURCE_DISTANCE=0.08, ACTIVITY_MAX_RELATIVE_DROP=0.5, PRINT_GENERATED_COUNTS_TABLE=False, UPDATE_FRAME_MAX_VOXELS=1000, GIF_FPS=1.0, AXIS_LIMITS_3D=[[-1,1],[-1,1],[-1,1]]",1.0,1000.0,100.0,1.0,0.08,4.5,5000.0,1000.0,1.0,4.5,5.0,25.0,10.0,77.8282930000023,0.18,-0.2,0.2,0.25,-0.5,0.08333333333333326,48.06274647008304,0.329410247428812,0.329410247428812,8,0.0939234858973931,0.3021405118299909,0.39649863859349954,0.3791020506871901,0.5581687071460758
121,motion_uncertainty,"reconstruction_method=mlem, SEED=11, NUM_MEASUREMENTS=50, TRUE_SOURCE_SPECS=[{""position"":[0.18,-0.2,0.2],""relative_strength"":1.0}], NUM_CHANNELS=16, DIODE_PITCH=0.006, SEARCH_MIN=[-0.5,-0.5,-0.5], SEARCH_MAX=[0.5,0.5,0.5], GRID_SIZE=13, TRAJECTORY_MODE=grid, LATERAL_SPAN=0.6, VERTICAL_SPAN=0.36, BASE_DISTANCE=1, DISTANCE_SPAN=0.18, ORBIT_RADIUS=1.3, ORBIT_RADIUS_SPAN=0, ORBIT_ANGLE_SPAN_DEG=360.0, ORBIT_START_ANGLE_DEG=0.0, ORBIT_VERTICAL_SPAN=0.0, ORIENTATION_MODE=fixed, FIXED_VIEW_DIRECTION=[0,1,0], SCAN_CENTER=[0.0,0.0,0.0], NUM_ITERATIONS=10000, HISTORY_INTERVAL=1000, MAX_SOURCES_TO_REPORT=1, MIN_SOURCE_DISTANCE=0.08, ACTIVITY_MAX_RELATIVE_DROP=0.5, PRINT_GENERATED_COUNTS_TABLE=False, UPDATE_FRAME_MAX_VOXELS=1000, GIF_FPS=1.0, AXIS_LIMITS_3D=[[-1,1],[-1,1],[-1,1]]",1.0,1000.0,100.0,1.0,0.08,4.5,5000.0,1000.0,1.0,4.5,5.0,25.0,25.0,77.64124930000253,0.18,-0.2,0.2,0.25,-0.5,0.08333333333333326,50.73886351608588,0.329410247428812,0.329410247428812,7,0.08855264322355802,0.3021405118299909,0.3240067885067579,0.32295957068955755,0.3422297580253164
122,motion_uncertainty,"reconstruction_method=mlem, SEED=11, NUM_MEASUREMENTS=50, TRUE_SOURCE_SPECS=[{""position"":[0.18,-0.2,0.2],""relative_strength"":1.0}], NUM_CHANNELS=16, DIODE_PITCH=0.006, SEARCH_MIN=[-0.5,-0.5,-0.5], SEARCH_MAX=[0.5,0.5,0.5], GRID_SIZE=13, TRAJECTORY_MODE=grid, LATERAL_SPAN=0.6, VERTICAL_SPAN=0.36, BASE_DISTANCE=1, DISTANCE_SPAN=0.18, ORBIT_RADIUS=1.3, ORBIT_RADIUS_SPAN=0, ORBIT_ANGLE_SPAN_DEG=360.0, ORBIT_START_ANGLE_DEG=0.0, ORBIT_VERTICAL_SPAN=0.0, ORIENTATION_MODE=fixed, FIXED_VIEW_DIRECTION=[0,1,0], SCAN_CENTER=[0.0,0.0,0.0], NUM_ITERATIONS=10000, HISTORY_INTERVAL=1000, MAX_SOURCES_TO_REPORT=1, MIN_SOURCE_DISTANCE=0.08, ACTIVITY_MAX_RELATIVE_DROP=0.5, PRINT_GENERATED_COUNTS_TABLE=False, UPDATE_FRAME_MAX_VOXELS=1000, GIF_FPS=1.0, AXIS_LIMITS_3D=[[-1,1],[-1,1],[-1,1]]",1.0,1000.0,100.0,1.0,0.08,4.5,5000.0,1000.0,1.0,4.5,5.0,25.0,45.0,78.82314320000296,0.18,-0.2,0.2,0.25,-0.5,0.08333333333333326,55.430847179322065,0.329410247428812,0.329410247428812,7,0.10266536947026043,0.3021405118299909,0.3264815496907074,0.3235173849036863,0.35222966202613354
123,motion_uncertainty,"reconstruction_method=mlem, SEED=11, NUM_MEASUREMENTS=50, TRUE_SOURCE_SPECS=[{""position"":[0.18,-0.2,0.2],""relative_strength"":1.0}], NUM_CHANNELS=16, DIODE_PITCH=0.006, SEARCH_MIN=[-0.5,-0.5,-0.5], SEARCH_MAX=[0.5,0.5,0.5], GRID_SIZE=13, TRAJECTORY_MODE=grid, LATERAL_SPAN=0.6, VERTICAL_SPAN=0.36, BASE_DISTANCE=1, DISTANCE_SPAN=0.18, ORBIT_RADIUS=1.3, ORBIT_RADIUS_SPAN=0, ORBIT_ANGLE_SPAN_DEG=360.0, ORBIT_START_ANGLE_DEG=0.0, ORBIT_VERTICAL_SPAN=0.0, ORIENTATION_MODE=fixed, FIXED_VIEW_DIRECTION=[0,1,0], SCAN_CENTER=[0.0,0.0,0.0], NUM_ITERATIONS=10000, HISTORY_INTERVAL=1000, MAX_SOURCES_TO_REPORT=1, MIN_SOURCE_DISTANCE=0.08, ACTIVITY_MAX_RELATIVE_DROP=0.5, PRINT_GENERATED_COUNTS_TABLE=False, UPDATE_FRAME_MAX_VOXELS=1000, GIF_FPS=1.0, AXIS_LIMITS_3D=[[-1,1],[-1,1],[-1,1]]",1.0,1000.0,100.0,1.0,0.08,4.5,5000.0,1000.0,1.0,4.5,5.0,25.0,60.0,76.45901310000045,0.18,-0.2,0.2,0.16666666666666663,-0.5,0.08333333333333326,56.948868723275744,0.32216282977539307,0.32216282977539307,8,0.11711837763397702,0.2196208854670551,0.311513661904409,0.3128894234083127,0.34301490889353337
124,motion_uncertainty,"reconstruction_method=mlem, SEED=11, NUM_MEASUREMENTS=50, TRUE_SOURCE_SPECS=[{""position"":[0.18,-0.2,0.2],""relative_strength"":1.0}], NUM_CHANNELS=16, DIODE_PITCH=0.006, SEARCH_MIN=[-0.5,-0.5,-0.5], SEARCH_MAX=[0.5,0.5,0.5], GRID_SIZE=13, TRAJECTORY_MODE=grid, LATERAL_SPAN=0.6, VERTICAL_SPAN=0.36, BASE_DISTANCE=1, DISTANCE_SPAN=0.18, ORBIT_RADIUS=1.3, ORBIT_RADIUS_SPAN=0, ORBIT_ANGLE_SPAN_DEG=360.0, ORBIT_START_ANGLE_DEG=0.0, ORBIT_VERTICAL_SPAN=0.0, ORIENTATION_MODE=fixed, FIXED_VIEW_DIRECTION=[0,1,0], SCAN_CENTER=[0.0,0.0,0.0], NUM_ITERATIONS=10000, HISTORY_INTERVAL=1000, MAX_SOURCES_TO_REPORT=1, MIN_SOURCE_DISTANCE=0.08, ACTIVITY_MAX_RELATIVE_DROP=0.5, PRINT_GENERATED_COUNTS_TABLE=False, UPDATE_FRAME_MAX_VOXELS=1000, GIF_FPS=1.0, AXIS_LIMITS_3D=[[-1,1],[-1,1],[-1,1]]",1.0,1000.0,100.0,1.0,0.08,4.5,5000.0,1000.0,1.0,4.5,5.0,45.0,0.0,78.22182199999952,0.18,-0.2,0.2,0.25,-0.5,0.08333333333333326,52.69892687430904,0.329410247428812,0.329410247428812,7,0.07737536720342271,0.2196208854670551,0.32667467588898436,0.3336934223032396,0.389884811900314
125,motion_uncertainty,"reconstruction_method=mlem, SEED=11, NUM_MEASUREMENTS=50, TRUE_SOURCE_SPECS=[{""position"":[0.18,-0.2,0.2],""relative_strength"":1.0}], NUM_CHANNELS=16, DIODE_PITCH=0.006, SEARCH_MIN=[-0.5,-0.5,-0.5], SEARCH_MAX=[0.5,0.5,0.5], GRID_SIZE=13, TRAJECTORY_MODE=grid, LATERAL_SPAN=0.6, VERTICAL_SPAN=0.36, BASE_DISTANCE=1, DISTANCE_SPAN=0.18, ORBIT_RADIUS=1.3, ORBIT_RADIUS_SPAN=0, ORBIT_ANGLE_SPAN_DEG=360.0, ORBIT_START_ANGLE_DEG=0.0, ORBIT_VERTICAL_SPAN=0.0, ORIENTATION_MODE=fixed, FIXED_VIEW_DIRECTION=[0,1,0], SCAN_CENTER=[0.0,0.0,0.0], NUM_ITERATIONS=10000, HISTORY_INTERVAL=1000, MAX_SOURCES_TO_REPORT=1, MIN_SOURCE_DISTANCE=0.08, ACTIVITY_MAX_RELATIVE_DROP=0.5, PRINT_GENERATED_COUNTS_TABLE=False, UPDATE_FRAME_MAX_VOXELS=1000, GIF_FPS=1.0, AXIS_LIMITS_3D=[[-1,1],[-1,1],[-1,1]]",1.0,1000.0,100.0,1.0,0.08,4.5,5000.0,1000.0,1.0,4.5,5.0,45.0,10.0,77.54702050000196,0.18,-0.2,0.2,0.25,-0.5,0.08333333333333326,56.74977597084943,0.329410247428812,0.329410247428812,5,0.06503025325102062,0.3021405118299909,0.3421119622913242,0.34258879009385457,0.3957034859527027
126,motion_uncertainty,"reconstruction_method=mlem, SEED=11, NUM_MEASUREMENTS=50, TRUE_SOURCE_SPECS=[{""position"":[0.18,-0.2,0.2],""relative_strength"":1.0}], NUM_CHANNELS=16, DIODE_PITCH=0.006, SEARCH_MIN=[-0.5,-0.5,-0.5], SEARCH_MAX=[0.5,0.5,0.5], GRID_SIZE=13, TRAJECTORY_MODE=grid, LATERAL_SPAN=0.6, VERTICAL_SPAN=0.36, BASE_DISTANCE=1, DISTANCE_SPAN=0.18, ORBIT_RADIUS=1.3, ORBIT_RADIUS_SPAN=0, ORBIT_ANGLE_SPAN_DEG=360.0, ORBIT_START_ANGLE_DEG=0.0, ORBIT_VERTICAL_SPAN=0.0, ORIENTATION_MODE=fixed, FIXED_VIEW_DIRECTION=[0,1,0], SCAN_CENTER=[0.0,0.0,0.0], NUM_ITERATIONS=10000, HISTORY_INTERVAL=1000, MAX_SOURCES_TO_REPORT=1, MIN_SOURCE_DISTANCE=0.08, ACTIVITY_MAX_RELATIVE_DROP=0.5, PRINT_GENERATED_COUNTS_TABLE=False, UPDATE_FRAME_MAX_VOXELS=1000, GIF_FPS=1.0, AXIS_LIMITS_3D=[[-1,1],[-1,1],[-1,1]]",1.0,1000.0,100.0,1.0,0.08,4.5,5000.0,1000.0,1.0,4.5,5.0,45.0,25.0,77.09447440000076,0.18,-0.2,0.2,0.16666666666666663,-0.5,0.08333333333333326,53.10666814390556,0.32216282977539307,0.32216282977539307,9,0.09489292514697782,0.2196208854670551,0.32169518567753,0.3221271913011927,0.35685068578343215
127,motion_uncertainty,"reconstruction_method=mlem, SEED=11, NUM_MEASUREMENTS=50, TRUE_SOURCE_SPECS=[{""position"":[0.18,-0.2,0.2],""relative_strength"":1.0}], NUM_CHANNELS=16, DIODE_PITCH=0.006, SEARCH_MIN=[-0.5,-0.5,-0.5], SEARCH_MAX=[0.5,0.5,0.5], GRID_SIZE=13, TRAJECTORY_MODE=grid, LATERAL_SPAN=0.6, VERTICAL_SPAN=0.36, BASE_DISTANCE=1, DISTANCE_SPAN=0.18, ORBIT_RADIUS=1.3, ORBIT_RADIUS_SPAN=0, ORBIT_ANGLE_SPAN_DEG=360.0, ORBIT_START_ANGLE_DEG=0.0, ORBIT_VERTICAL_SPAN=0.0, ORIENTATION_MODE=fixed, FIXED_VIEW_DIRECTION=[0,1,0], SCAN_CENTER=[0.0,0.0,0.0], NUM_ITERATIONS=10000, HISTORY_INTERVAL=1000, MAX_SOURCES_TO_REPORT=1, MIN_SOURCE_DISTANCE=0.08, ACTIVITY_MAX_RELATIVE_DROP=0.5, PRINT_GENERATED_COUNTS_TABLE=False, UPDATE_FRAME_MAX_VOXELS=1000, GIF_FPS=1.0, AXIS_LIMITS_3D=[[-1,1],[-1,1],[-1,1]]",1.0,1000.0,100.0,1.0,0.08,4.5,5000.0,1000.0,1.0,4.5,5.0,45.0,45.0,77.55901369999992,0.18,-0.2,0.2,0.16666666666666663,-0.5,0.08333333333333326,55.07501640873899,0.32216282977539307,0.32216282977539307,6,0.0717341804728371,0.2196208854670551,0.30002305271299484,0.30497937138234826,0.3257865386021025
128,motion_uncertainty,"reconstruction_method=mlem, SEED=11, NUM_MEASUREMENTS=50, TRUE_SOURCE_SPECS=[{""position"":[0.18,-0.2,0.2],""relative_strength"":1.0}], NUM_CHANNELS=16, DIODE_PITCH=0.006, SEARCH_MIN=[-0.5,-0.5,-0.5], SEARCH_MAX=[0.5,0.5,0.5], GRID_SIZE=13, TRAJECTORY_MODE=grid, LATERAL_SPAN=0.6, VERTICAL_SPAN=0.36, BASE_DISTANCE=1, DISTANCE_SPAN=0.18, ORBIT_RADIUS=1.3, ORBIT_RADIUS_SPAN=0, ORBIT_ANGLE_SPAN_DEG=360.0, ORBIT_START_ANGLE_DEG=0.0, ORBIT_VERTICAL_SPAN=0.0, ORIENTATION_MODE=fixed, FIXED_VIEW_DIRECTION=[0,1,0], SCAN_CENTER=[0.0,0.0,0.0], NUM_ITERATIONS=10000, HISTORY_INTERVAL=1000, MAX_SOURCES_TO_REPORT=1, MIN_SOURCE_DISTANCE=0.08, ACTIVITY_MAX_RELATIVE_DROP=0.5, PRINT_GENERATED_COUNTS_TABLE=False, UPDATE_FRAME_MAX_VOXELS=1000, GIF_FPS=1.0, AXIS_LIMITS_3D=[[-1,1],[-1,1],[-1,1]]",1.0,1000.0,100.0,1.0,0.08,4.5,5000.0,1000.0,1.0,4.5,5.0,45.0,60.0,76.01068049999958,0.18,-0.2,0.2,0.16666666666666663,-0.5,0.08333333333333326,58.81886379035197,0.32216282977539307,0.32216282977539307,5,0.06315207254776178,0.3021405118299909,0.3213498891616914,0.32171395509684936,0.3334172665638044
129,motion_uncertainty,"reconstruction_method=mlem, SEED=11, NUM_MEASUREMENTS=50, TRUE_SOURCE_SPECS=[{""position"":[0.18,-0.2,0.2],""relative_strength"":1.0}], NUM_CHANNELS=16, DIODE_PITCH=0.006, SEARCH_MIN=[-0.5,-0.5,-0.5], SEARCH_MAX=[0.5,0.5,0.5], GRID_SIZE=13, TRAJECTORY_MODE=grid, LATERAL_SPAN=0.6, VERTICAL_SPAN=0.36, BASE_DISTANCE=1, DISTANCE_SPAN=0.18, ORBIT_RADIUS=1.3, ORBIT_RADIUS_SPAN=0, ORBIT_ANGLE_SPAN_DEG=360.0, ORBIT_START_ANGLE_DEG=0.0, ORBIT_VERTICAL_SPAN=0.0, ORIENTATION_MODE=fixed, FIXED_VIEW_DIRECTION=[0,1,0], SCAN_CENTER=[0.0,0.0,0.0], NUM_ITERATIONS=10000, HISTORY_INTERVAL=1000, MAX_SOURCES_TO_REPORT=1, MIN_SOURCE_DISTANCE=0.08, ACTIVITY_MAX_RELATIVE_DROP=0.5, PRINT_GENERATED_COUNTS_TABLE=False, UPDATE_FRAME_MAX_VOXELS=1000, GIF_FPS=1.0, AXIS_LIMITS_3D=[[-1,1],[-1,1],[-1,1]]",1.0,1000.0,100.0,1.0,0.08,4.5,5000.0,1000.0,1.0,4.5,5.0,60.0,0.0,78.09817180000027,0.18,-0.2,0.2,0.16666666666666663,-0.5,0.08333333333333326,37.47198542902602,0.32216282977539307,0.32216282977539307,33,0.19906898146557905,0.0489897948556636,0.1788428549070281,0.183111265351596,0.3139858976623676
130,motion_uncertainty,"reconstruction_method=mlem, SEED=11, NUM_MEASUREMENTS=50, TRUE_SOURCE_SPECS=[{""position"":[0.18,-0.2,0.2],""relative_strength"":1.0}], NUM_CHANNELS=16, DIODE_PITCH=0.006, SEARCH_MIN=[-0.5,-0.5,-0.5], SEARCH_MAX=[0.5,0.5,0.5], GRID_SIZE=13, TRAJECTORY_MODE=grid, LATERAL_SPAN=0.6, VERTICAL_SPAN=0.36, BASE_DISTANCE=1, DISTANCE_SPAN=0.18, ORBIT_RADIUS=1.3, ORBIT_RADIUS_SPAN=0, ORBIT_ANGLE_SPAN_DEG=360.0, ORBIT_START_ANGLE_DEG=0.0, ORBIT_VERTICAL_SPAN=0.0, ORIENTATION_MODE=fixed, FIXED_VIEW_DIRECTION=[0,1,0], SCAN_CENTER=[0.0,0.0,0.0], NUM_ITERATIONS=10000, HISTORY_INTERVAL=1000, MAX_SOURCES_TO_REPORT=1, MIN_SOURCE_DISTANCE=0.08, ACTIVITY_MAX_RELATIVE_DROP=0.5, PRINT_GENERATED_COUNTS_TABLE=False, UPDATE_FRAME_MAX_VOXELS=1000, GIF_FPS=1.0, AXIS_LIMITS_3D=[[-1,1],[-1,1],[-1,1]]",1.0,1000.0,100.0,1.0,0.08,4.5,5000.0,1000.0,1.0,4.5,5.0,60.0,10.0,76.99678090000089,0.18,-0.2,0.2,0.16666666666666663,-0.33333333333333337,0.16666666666666663,38.917269620020214,0.13808210118138659,0.13808210118138659,36,0.23002919019984555,0.0489897948556636,0.1777441003607446,0.1794765961755521,0.3095438779752263
131,motion_uncertainty,"reconstruction_method=mlem, SEED=11, NUM_MEASUREMENTS=50, TRUE_SOURCE_SPECS=[{""position"":[0.18,-0.2,0.2],""relative_strength"":1.0}], NUM_CHANNELS=16, DIODE_PITCH=0.006, SEARCH_MIN=[-0.5,-0.5,-0.5], SEARCH_MAX=[0.5,0.5,0.5], GRID_SIZE=13, TRAJECTORY_MODE=grid, LATERAL_SPAN=0.6, VERTICAL_SPAN=0.36, BASE_DISTANCE=1, DISTANCE_SPAN=0.18, ORBIT_RADIUS=1.3, ORBIT_RADIUS_SPAN=0, ORBIT_ANGLE_SPAN_DEG=360.0, ORBIT_START_ANGLE_DEG=0.0, ORBIT_VERTICAL_SPAN=0.0, ORIENTATION_MODE=fixed, FIXED_VIEW_DIRECTION=[0,1,0], SCAN_CENTER=[0.0,0.0,0.0], NUM_ITERATIONS=10000, HISTORY_INTERVAL=1000, MAX_SOURCES_TO_REPORT=1, MIN_SOURCE_DISTANCE=0.08, ACTIVITY_MAX_RELATIVE_DROP=0.5, PRINT_GENERATED_COUNTS_TABLE=False, UPDATE_FRAME_MAX_VOXELS=1000, GIF_FPS=1.0, AXIS_LIMITS_3D=[[-1,1],[-1,1],[-1,1]]",1.0,1000.0,100.0,1.0,0.08,4.5,5000.0,1000.0,1.0,4.5,5.0,60.0,25.0,76.95291480000014,0.18,-0.2,0.2,0.16666666666666663,-0.33333333333333337,0.16666666666666663,45.46984309123724,0.13808210118138659,0.13808210118138659,40,0.2946839135800236,0.0489897948556636,0.1717665014144155,0.1664808614513213,0.29670795355226526
132,motion_uncertainty,"reconstruction_method=mlem, SEED=11, NUM_MEASUREMENTS=50, TRUE_SOURCE_SPECS=[{""position"":[0.18,-0.2,0.2],""relative_strength"":1.0}], NUM_CHANNELS=16, DIODE_PITCH=0.006, SEARCH_MIN=[-0.5,-0.5,-0.5], SEARCH_MAX=[0.5,0.5,0.5], GRID_SIZE=13, TRAJECTORY_MODE=grid, LATERAL_SPAN=0.6, VERTICAL_SPAN=0.36, BASE_DISTANCE=1, DISTANCE_SPAN=0.18, ORBIT_RADIUS=1.3, ORBIT_RADIUS_SPAN=0, ORBIT_ANGLE_SPAN_DEG=360.0, ORBIT_START_ANGLE_DEG=0.0, ORBIT_VERTICAL_SPAN=0.0, ORIENTATION_MODE=fixed, FIXED_VIEW_DIRECTION=[0,1,0], SCAN_CENTER=[0.0,0.0,0.0], NUM_ITERATIONS=10000, HISTORY_INTERVAL=1000, MAX_SOURCES_TO_REPORT=1, MIN_SOURCE_DISTANCE=0.08, ACTIVITY_MAX_RELATIVE_DROP=0.5, PRINT_GENERATED_COUNTS_TABLE=False, UPDATE_FRAME_MAX_VOXELS=1000, GIF_FPS=1.0, AXIS_LIMITS_3D=[[-1,1],[-1,1],[-1,1]]",1.0,1000.0,100.0,1.0,0.08,4.5,5000.0,1000.0,1.0,4.5,5.0,60.0,45.0,78.3109766000016,0.18,-0.2,0.2,0.25,-0.25,0.16666666666666663,50.548328824563065,0.092255683353987,0.092255683353987,37,0.31942279563769843,0.0489897948556636,0.1572316104326987,0.15011630842155904,0.23390563315843318
133,motion_uncertainty,"reconstruction_method=mlem, SEED=11, NUM_MEASUREMENTS=50, TRUE_SOURCE_SPECS=[{""position"":[0.18,-0.2,0.2],""relative_strength"":1.0}], NUM_CHANNELS=16, DIODE_PITCH=0.006, SEARCH_MIN=[-0.5,-0.5,-0.5], SEARCH_MAX=[0.5,0.5,0.5], GRID_SIZE=13, TRAJECTORY_MODE=grid, LATERAL_SPAN=0.6, VERTICAL_SPAN=0.36, BASE_DISTANCE=1, DISTANCE_SPAN=0.18, ORBIT_RADIUS=1.3, ORBIT_RADIUS_SPAN=0, ORBIT_ANGLE_SPAN_DEG=360.0, ORBIT_START_ANGLE_DEG=0.0, ORBIT_VERTICAL_SPAN=0.0, ORIENTATION_MODE=fixed, FIXED_VIEW_DIRECTION=[0,1,0], SCAN_CENTER=[0.0,0.0,0.0], NUM_ITERATIONS=10000, HISTORY_INTERVAL=1000, MAX_SOURCES_TO_REPORT=1, MIN_SOURCE_DISTANCE=0.08, ACTIVITY_MAX_RELATIVE_DROP=0.5, PRINT_GENERATED_COUNTS_TABLE=False, UPDATE_FRAME_MAX_VOXELS=1000, GIF_FPS=1.0, AXIS_LIMITS_3D=[[-1,1],[-1,1],[-1,1]]",1.0,1000.0,100.0,1.0,0.08,4.5,5000.0,1000.0,1.0,4.5,5.0,60.0,60.0,68.00774579999779,0.18,-0.2,0.2,0.25,-0.25,0.16666666666666663,48.98033152729162,0.092255683353987,0.092255683353987,39,0.3037550029360575,0.0489897948556636,0.1667314081554567,0.15915606246952285,0.25605952208664057
134,motion_uncertainty,"reconstruction_method=mlem, SEED=11, NUM_MEASUREMENTS=50, TRUE_SOURCE_SPECS=[{""position"":[0.18,-0.2,0.2],""relative_strength"":1.0}], NUM_CHANNELS=16, DIODE_PITCH=0.006, SEARCH_MIN=[-0.5,-0.5,-0.5], SEARCH_MAX=[0.5,0.5,0.5], GRID_SIZE=13, TRAJECTORY_MODE=grid, LATERAL_SPAN=0.6, VERTICAL_SPAN=0.36, BASE_DISTANCE=1, DISTANCE_SPAN=0.18, ORBIT_RADIUS=1.3, ORBIT_RADIUS_SPAN=0, ORBIT_ANGLE_SPAN_DEG=360.0, ORBIT_START_ANGLE_DEG=0.0, ORBIT_VERTICAL_SPAN=0.0, ORIENTATION_MODE=fixed, FIXED_VIEW_DIRECTION=[0,1,0], SCAN_CENTER=[0.0,0.0,0.0], NUM_ITERATIONS=10000, HISTORY_INTERVAL=1000, MAX_SOURCES_TO_REPORT=1, MIN_SOURCE_DISTANCE=0.08, ACTIVITY_MAX_RELATIVE_DROP=0.5, PRINT_GENERATED_COUNTS_TABLE=False, UPDATE_FRAME_MAX_VOXELS=1000, GIF_FPS=1.0, AXIS_LIMITS_3D=[[-1,1],[-1,1],[-1,1]]",1.0,1000.0,100.0,1.0,0.08,4.5,5000.0,1000.0,1.0,4.5,10.0,0.0,0.0,73.81591779999872,0.18,-0.2,0.2,0.08333333333333326,-0.5,0.08333333333333326,45.423797164857476,0.33608861265379936,0.33608861265379936,14,0.12658704695383893,0.13808210118138659,0.24749214552457094,0.25378016442439616,0.3319108777902775
135,motion_uncertainty,"reconstruction_method=mlem, SEED=11, NUM_MEASUREMENTS=50, TRUE_SOURCE_SPECS=[{""position"":[0.18,-0.2,0.2],""relative_strength"":1.0}], NUM_CHANNELS=16, DIODE_PITCH=0.006, SEARCH_MIN=[-0.5,-0.5,-0.5], SEARCH_MAX=[0.5,0.5,0.5], GRID_SIZE=13, TRAJECTORY_MODE=grid, LATERAL_SPAN=0.6, VERTICAL_SPAN=0.36, BASE_DISTANCE=1, DISTANCE_SPAN=0.18, ORBIT_RADIUS=1.3, ORBIT_RADIUS_SPAN=0, ORBIT_ANGLE_SPAN_DEG=360.0, ORBIT_START_ANGLE_DEG=0.0, ORBIT_VERTICAL_SPAN=0.0, ORIENTATION_MODE=fixed, FIXED_VIEW_DIRECTION=[0,1,0], SCAN_CENTER=[0.0,0.0,0.0], NUM_ITERATIONS=10000, HISTORY_INTERVAL=1000, MAX_SOURCES_TO_REPORT=1, MIN_SOURCE_DISTANCE=0.08, ACTIVITY_MAX_RELATIVE_DROP=0.5, PRINT_GENERATED_COUNTS_TABLE=False, UPDATE_FRAME_MAX_VOXELS=1000, GIF_FPS=1.0, AXIS_LIMITS_3D=[[-1,1],[-1,1],[-1,1]]",1.0,1000.0,100.0,1.0,0.08,4.5,5000.0,1000.0,1.0,4.5,10.0,0.0,10.0,67.68982839999808,0.18,-0.2,0.2,0.08333333333333326,-0.5,0.08333333333333326,42.05904622201232,0.33608861265379936,0.33608861265379936,22,0.18920466905618136,0.061553951042064646,0.22836221304630105,0.2322926807566066,0.33831199547965085
136,motion_uncertainty,"reconstruction_method=mlem, SEED=11, NUM_MEASUREMENTS=50, TRUE_SOURCE_SPECS=[{""position"":[0.18,-0.2,0.2],""relative_strength"":1.0}], NUM_CHANNELS=16, DIODE_PITCH=0.006, SEARCH_MIN=[-0.5,-0.5,-0.5], SEARCH_MAX=[0.5,0.5,0.5], GRID_SIZE=13, TRAJECTORY_MODE=grid, LATERAL_SPAN=0.6, VERTICAL_SPAN=0.36, BASE_DISTANCE=1, DISTANCE_SPAN=0.18, ORBIT_RADIUS=1.3, ORBIT_RADIUS_SPAN=0, ORBIT_ANGLE_SPAN_DEG=360.0, ORBIT_START_ANGLE_DEG=0.0, ORBIT_VERTICAL_SPAN=0.0, ORIENTATION_MODE=fixed, FIXED_VIEW_DIRECTION=[0,1,0], SCAN_CENTER=[0.0,0.0,0.0], NUM_ITERATIONS=10000, HISTORY_INTERVAL=1000, MAX_SOURCES_TO_REPORT=1, MIN_SOURCE_DISTANCE=0.08, ACTIVITY_MAX_RELATIVE_DROP=0.5, PRINT_GENERATED_COUNTS_TABLE=False, UPDATE_FRAME_MAX_VOXELS=1000, GIF_FPS=1.0, AXIS_LIMITS_3D=[[-1,1],[-1,1],[-1,1]]",1.0,1000.0,100.0,1.0,0.08,4.5,5000.0,1000.0,1.0,4.5,10.0,0.0,25.0,66.38600750000114,0.18,-0.2,0.2,0.33333333333333326,-0.5,0.16666666666666663,39.394068570640904,0.3385590380158566,0.3385590380158566,30,0.2587263204436975,0.0489897948556636,0.21330482042464136,0.22022743062357042,0.33984728182253016
137,motion_uncertainty,"reconstruction_method=mlem, SEED=11, NUM_MEASUREMENTS=50, TRUE_SOURCE_SPECS=[{""position"":[0.18,-0.2,0.2],""relative_strength"":1.0}], NUM_CHANNELS=16, DIODE_PITCH=0.006, SEARCH_MIN=[-0.5,-0.5,-0.5], SEARCH_MAX=[0.5,0.5,0.5], GRID_SIZE=13, TRAJECTORY_MODE=grid, LATERAL_SPAN=0.6, VERTICAL_SPAN=0.36, BASE_DISTANCE=1, DISTANCE_SPAN=0.18, ORBIT_RADIUS=1.3, ORBIT_RADIUS_SPAN=0, ORBIT_ANGLE_SPAN_DEG=360.0, ORBIT_START_ANGLE_DEG=0.0, ORBIT_VERTICAL_SPAN=0.0, ORIENTATION_MODE=fixed, FIXED_VIEW_DIRECTION=[0,1,0], SCAN_CENTER=[0.0,0.0,0.0], NUM_ITERATIONS=10000, HISTORY_INTERVAL=1000, MAX_SOURCES_TO_REPORT=1, MIN_SOURCE_DISTANCE=0.08, ACTIVITY_MAX_RELATIVE_DROP=0.5, PRINT_GENERATED_COUNTS_TABLE=False, UPDATE_FRAME_MAX_VOXELS=1000, GIF_FPS=1.0, AXIS_LIMITS_3D=[[-1,1],[-1,1],[-1,1]]",1.0,1000.0,100.0,1.0,0.08,4.5,5000.0,1000.0,1.0,4.5,10.0,0.0,45.0,71.65332699999999,0.18,-0.2,0.2,0.0,-0.5,0.16666666666666663,48.27804920348241,0.351441476082592,0.351441476082592,20,0.22170793745738052,0.061553951042064646,0.2460241402944669,0.25304602785276215,0.33984728182253016
138,motion_uncertainty,"reconstruction_method=mlem, SEED=11, NUM_MEASUREMENTS=50, TRUE_SOURCE_SPECS=[{""position"":[0.18,-0.2,0.2],""relative_strength"":1.0}], NUM_CHANNELS=16, DIODE_PITCH=0.006, SEARCH_MIN=[-0.5,-0.5,-0.5], SEARCH_MAX=[0.5,0.5,0.5], GRID_SIZE=13, TRAJECTORY_MODE=grid, LATERAL_SPAN=0.6, VERTICAL_SPAN=0.36, BASE_DISTANCE=1, DISTANCE_SPAN=0.18, ORBIT_RADIUS=1.3, ORBIT_RADIUS_SPAN=0, ORBIT_ANGLE_SPAN_DEG=360.0, ORBIT_START_ANGLE_DEG=0.0, ORBIT_VERTICAL_SPAN=0.0, ORIENTATION_MODE=fixed, FIXED_VIEW_DIRECTION=[0,1,0], SCAN_CENTER=[0.0,0.0,0.0], NUM_ITERATIONS=10000, HISTORY_INTERVAL=1000, MAX_SOURCES_TO_REPORT=1, MIN_SOURCE_DISTANCE=0.08, ACTIVITY_MAX_RELATIVE_DROP=0.5, PRINT_GENERATED_COUNTS_TABLE=False, UPDATE_FRAME_MAX_VOXELS=1000, GIF_FPS=1.0, AXIS_LIMITS_3D=[[-1,1],[-1,1],[-1,1]]",1.0,1000.0,100.0,1.0,0.08,4.5,5000.0,1000.0,1.0,4.5,10.0,0.0,60.0,72.022956599998,0.18,-0.2,0.2,0.0,-0.5,0.25,57.56213507477477,0.35341194094144585,0.35341194094144585,16,0.21803456360316903,0.13808210118138659,0.27533834769964266,0.2772808784097738,0.35242670851201896
139,motion_uncertainty,"reconstruction_method=mlem, SEED=11, NUM_MEASUREMENTS=50, TRUE_SOURCE_SPECS=[{""position"":[0.18,-0.2,0.2],""relative_strength"":1.0}], NUM_CHANNELS=16, DIODE_PITCH=0.006, SEARCH_MIN=[-0.5,-0.5,-0.5], SEARCH_MAX=[0.5,0.5,0.5], GRID_SIZE=13, TRAJECTORY_MODE=grid, LATERAL_SPAN=0.6, VERTICAL_SPAN=0.36, BASE_DISTANCE=1, DISTANCE_SPAN=0.18, ORBIT_RADIUS=1.3, ORBIT_RADIUS_SPAN=0, ORBIT_ANGLE_SPAN_DEG=360.0, ORBIT_START_ANGLE_DEG=0.0, ORBIT_VERTICAL_SPAN=0.0, ORIENTATION_MODE=fixed, FIXED_VIEW_DIRECTION=[0,1,0], SCAN_CENTER=[0.0,0.0,0.0], NUM_ITERATIONS=10000, HISTORY_INTERVAL=1000, MAX_SOURCES_TO_REPORT=1, MIN_SOURCE_DISTANCE=0.08, ACTIVITY_MAX_RELATIVE_DROP=0.5, PRINT_GENERATED_COUNTS_TABLE=False, UPDATE_FRAME_MAX_VOXELS=1000, GIF_FPS=1.0, AXIS_LIMITS_3D=[[-1,1],[-1,1],[-1,1]]",1.0,1000.0,100.0,1.0,0.08,4.5,5000.0,1000.0,1.0,4.5,10.0,10.0,0.0,74.59865039999931,0.18,-0.2,0.2,0.08333333333333326,-0.5,0.16666666666666663,37.460684219562346,0.31694724412046177,0.31694724412046177,18,0.14929987855698224,0.13808210118138659,0.2649890702695031,0.2699990931595773,0.3424237694358772
140,motion_uncertainty,"reconstruction_method=mlem, SEED=11, NUM_MEASUREMENTS=50, TRUE_SOURCE_SPECS=[{""position"":[0.18,-0.2,0.2],""relative_strength"":1.0}], NUM_CHANNELS=16, DIODE_PITCH=0.006, SEARCH_MIN=[-0.5,-0.5,-0.5], SEARCH_MAX=[0.5,0.5,0.5], GRID_SIZE=13, TRAJECTORY_MODE=grid, LATERAL_SPAN=0.6, VERTICAL_SPAN=0.36, BASE_DISTANCE=1, DISTANCE_SPAN=0.18, ORBIT_RADIUS=1.3, ORBIT_RADIUS_SPAN=0, ORBIT_ANGLE_SPAN_DEG=360.0, ORBIT_START_ANGLE_DEG=0.0, ORBIT_VERTICAL_SPAN=0.0, ORIENTATION_MODE=fixed, FIXED_VIEW_DIRECTION=[0,1,0], SCAN_CENTER=[0.0,0.0,0.0], NUM_ITERATIONS=10000, HISTORY_INTERVAL=1000, MAX_SOURCES_TO_REPORT=1, MIN_SOURCE_DISTANCE=0.08, ACTIVITY_MAX_RELATIVE_DROP=0.5, PRINT_GENERATED_COUNTS_TABLE=False, UPDATE_FRAME_MAX_VOXELS=1000, GIF_FPS=1.0, AXIS_LIMITS_3D=[[-1,1],[-1,1],[-1,1]]",1.0,1000.0,100.0,1.0,0.08,4.5,5000.0,1000.0,1.0,4.5,10.0,10.0,10.0,70.60019340000144,0.18,-0.2,0.2,0.08333333333333326,-0.5,0.08333333333333326,37.8427341721835,0.33608861265379936,0.33608861265379936,17,0.15057619913677214,0.13808210118138659,0.2596036017971671,0.2651762410633634,0.33707678279862224
141,motion_uncertainty,"reconstruction_method=mlem, SEED=11, NUM_MEASUREMENTS=50, TRUE_SOURCE_SPECS=[{""position"":[0.18,-0.2,0.2],""relative_strength"":1.0}], NUM_CHANNELS=16, DIODE_PITCH=0.006, SEARCH_MIN=[-0.5,-0.5,-0.5], SEARCH_MAX=[0.5,0.5,0.5], GRID_SIZE=13, TRAJECTORY_MODE=grid, LATERAL_SPAN=0.6, VERTICAL_SPAN=0.36, BASE_DISTANCE=1, DISTANCE_SPAN=0.18, ORBIT_RADIUS=1.3, ORBIT_RADIUS_SPAN=0, ORBIT_ANGLE_SPAN_DEG=360.0, ORBIT_START_ANGLE_DEG=0.0, ORBIT_VERTICAL_SPAN=0.0, ORIENTATION_MODE=fixed, FIXED_VIEW_DIRECTION=[0,1,0], SCAN_CENTER=[0.0,0.0,0.0], NUM_ITERATIONS=10000, HISTORY_INTERVAL=1000, MAX_SOURCES_TO_REPORT=1, MIN_SOURCE_DISTANCE=0.08, ACTIVITY_MAX_RELATIVE_DROP=0.5, PRINT_GENERATED_COUNTS_TABLE=False, UPDATE_FRAME_MAX_VOXELS=1000, GIF_FPS=1.0, AXIS_LIMITS_3D=[[-1,1],[-1,1],[-1,1]]",1.0,1000.0,100.0,1.0,0.08,4.5,5000.0,1000.0,1.0,4.5,10.0,10.0,25.0,67.49911580000116,0.18,-0.2,0.2,0.08333333333333326,-0.5,0.16666666666666663,39.72637572030612,0.31694724412046177,0.31694724412046177,25,0.21847940868271223,0.061553951042064646,0.24219634860684303,0.24988601074472072,0.34628850085589785
142,motion_uncertainty,"reconstruction_method=mlem, SEED=11, NUM_MEASUREMENTS=50, TRUE_SOURCE_SPECS=[{""position"":[0.18,-0.2,0.2],""relative_strength"":1.0}], NUM_CHANNELS=16, DIODE_PITCH=0.006, SEARCH_MIN=[-0.5,-0.5,-0.5], SEARCH_MAX=[0.5,0.5,0.5], GRID_SIZE=13, TRAJECTORY_MODE=grid, LATERAL_SPAN=0.6, VERTICAL_SPAN=0.36, BASE_DISTANCE=1, DISTANCE_SPAN=0.18, ORBIT_RADIUS=1.3, ORBIT_RADIUS_SPAN=0, ORBIT_ANGLE_SPAN_DEG=360.0, ORBIT_START_ANGLE_DEG=0.0, ORBIT_VERTICAL_SPAN=0.0, ORIENTATION_MODE=fixed, FIXED_VIEW_DIRECTION=[0,1,0], SCAN_CENTER=[0.0,0.0,0.0], NUM_ITERATIONS=10000, HISTORY_INTERVAL=1000, MAX_SOURCES_TO_REPORT=1, MIN_SOURCE_DISTANCE=0.08, ACTIVITY_MAX_RELATIVE_DROP=0.5, PRINT_GENERATED_COUNTS_TABLE=False, UPDATE_FRAME_MAX_VOXELS=1000, GIF_FPS=1.0, AXIS_LIMITS_3D=[[-1,1],[-1,1],[-1,1]]",1.0,1000.0,100.0,1.0,0.08,4.5,5000.0,1000.0,1.0,4.5,10.0,10.0,45.0,66.1984693000013,0.18,-0.2,0.2,0.16666666666666663,-0.4166666666666667,0.16666666666666663,47.157508068128905,0.2196208854670551,0.2196208854670551,18,0.2039834404480702,0.061553951042064646,0.26292670763855663,0.269344375186339,0.3520326155402482
143,motion_uncertainty,"reconstruction_method=mlem, SEED=11, NUM_MEASUREMENTS=50, TRUE_SOURCE_SPECS=[{""position"":[0.18,-0.2,0.2],""relative_strength"":1.0}], NUM_CHANNELS=16, DIODE_PITCH=0.006, SEARCH_MIN=[-0.5,-0.5,-0.5], SEARCH_MAX=[0.5,0.5,0.5], GRID_SIZE=13, TRAJECTORY_MODE=grid, LATERAL_SPAN=0.6, VERTICAL_SPAN=0.36, BASE_DISTANCE=1, DISTANCE_SPAN=0.18, ORBIT_RADIUS=1.3, ORBIT_RADIUS_SPAN=0, ORBIT_ANGLE_SPAN_DEG=360.0, ORBIT_START_ANGLE_DEG=0.0, ORBIT_VERTICAL_SPAN=0.0, ORIENTATION_MODE=fixed, FIXED_VIEW_DIRECTION=[0,1,0], SCAN_CENTER=[0.0,0.0,0.0], NUM_ITERATIONS=10000, HISTORY_INTERVAL=1000, MAX_SOURCES_TO_REPORT=1, MIN_SOURCE_DISTANCE=0.08, ACTIVITY_MAX_RELATIVE_DROP=0.5, PRINT_GENERATED_COUNTS_TABLE=False, UPDATE_FRAME_MAX_VOXELS=1000, GIF_FPS=1.0, AXIS_LIMITS_3D=[[-1,1],[-1,1],[-1,1]]",1.0,1000.0,100.0,1.0,0.08,4.5,5000.0,1000.0,1.0,4.5,10.0,10.0,60.0,67.69199339999977,0.18,-0.2,0.2,0.16666666666666663,-0.4166666666666667,0.16666666666666663,53.20713555614586,0.2196208854670551,0.2196208854670551,17,0.21713435772287293,0.13808210118138659,0.27487841369945454,0.27733263487026066,0.35222966202613354
144,motion_uncertainty,"reconstruction_method=mlem, SEED=11, NUM_MEASUREMENTS=50, TRUE_SOURCE_SPECS=[{""position"":[0.18,-0.2,0.2],""relative_strength"":1.0}], NUM_CHANNELS=16, DIODE_PITCH=0.006, SEARCH_MIN=[-0.5,-0.5,-0.5], SEARCH_MAX=[0.5,0.5,0.5], GRID_SIZE=13, TRAJECTORY_MODE=grid, LATERAL_SPAN=0.6, VERTICAL_SPAN=0.36, BASE_DISTANCE=1, DISTANCE_SPAN=0.18, ORBIT_RADIUS=1.3, ORBIT_RADIUS_SPAN=0, ORBIT_ANGLE_SPAN_DEG=360.0, ORBIT_START_ANGLE_DEG=0.0, ORBIT_VERTICAL_SPAN=0.0, ORIENTATION_MODE=fixed, FIXED_VIEW_DIRECTION=[0,1,0], SCAN_CENTER=[0.0,0.0,0.0], NUM_ITERATIONS=10000, HISTORY_INTERVAL=1000, MAX_SOURCES_TO_REPORT=1, MIN_SOURCE_DISTANCE=0.08, ACTIVITY_MAX_RELATIVE_DROP=0.5, PRINT_GENERATED_COUNTS_TABLE=False, UPDATE_FRAME_MAX_VOXELS=1000, GIF_FPS=1.0, AXIS_LIMITS_3D=[[-1,1],[-1,1],[-1,1]]",1.0,1000.0,100.0,1.0,0.08,4.5,5000.0,1000.0,1.0,4.5,10.0,25.0,0.0,66.8633735000003,0.18,-0.2,0.2,0.16666666666666663,-0.5,0.16666666666666663,45.76997313964607,0.3021405118299909,0.3021405118299909,9,0.09966564566181638,0.2196208854670551,0.30359465936057795,0.3065053700171353,0.34017929698288235
145,motion_uncertainty,"reconstruction_method=mlem, SEED=11, NUM_MEASUREMENTS=50, TRUE_SOURCE_SPECS=[{""position"":[0.18,-0.2,0.2],""relative_strength"":1.0}], NUM_CHANNELS=16, DIODE_PITCH=0.006, SEARCH_MIN=[-0.5,-0.5,-0.5], SEARCH_MAX=[0.5,0.5,0.5], GRID_SIZE=13, TRAJECTORY_MODE=grid, LATERAL_SPAN=0.6, VERTICAL_SPAN=0.36, BASE_DISTANCE=1, DISTANCE_SPAN=0.18, ORBIT_RADIUS=1.3, ORBIT_RADIUS_SPAN=0, ORBIT_ANGLE_SPAN_DEG=360.0, ORBIT_START_ANGLE_DEG=0.0, ORBIT_VERTICAL_SPAN=0.0, ORIENTATION_MODE=fixed, FIXED_VIEW_DIRECTION=[0,1,0], SCAN_CENTER=[0.0,0.0,0.0], NUM_ITERATIONS=10000, HISTORY_INTERVAL=1000, MAX_SOURCES_TO_REPORT=1, MIN_SOURCE_DISTANCE=0.08, ACTIVITY_MAX_RELATIVE_DROP=0.5, PRINT_GENERATED_COUNTS_TABLE=False, UPDATE_FRAME_MAX_VOXELS=1000, GIF_FPS=1.0, AXIS_LIMITS_3D=[[-1,1],[-1,1],[-1,1]]",1.0,1000.0,100.0,1.0,0.08,4.5,5000.0,1000.0,1.0,4.5,10.0,25.0,10.0,67.47071829999913,0.18,-0.2,0.2,0.16666666666666663,-0.5,0.08333333333333326,43.30904644198204,0.32216282977539307,0.32216282977539307,10,0.11012538184373886,0.2196208854670551,0.29624726754997777,0.3013220119797951,0.33813395481834085
146,motion_uncertainty,"reconstruction_method=mlem, SEED=11, NUM_MEASUREMENTS=50, TRUE_SOURCE_SPECS=[{""position"":[0.18,-0.2,0.2],""relative_strength"":1.0}], NUM_CHANNELS=16, DIODE_PITCH=0.006, SEARCH_MIN=[-0.5,-0.5,-0.5], SEARCH_MAX=[0.5,0.5,0.5], GRID_SIZE=13, TRAJECTORY_MODE=grid, LATERAL_SPAN=0.6, VERTICAL_SPAN=0.36, BASE_DISTANCE=1, DISTANCE_SPAN=0.18, ORBIT_RADIUS=1.3, ORBIT_RADIUS_SPAN=0, ORBIT_ANGLE_SPAN_DEG=360.0, ORBIT_START_ANGLE_DEG=0.0, ORBIT_VERTICAL_SPAN=0.0, ORIENTATION_MODE=fixed, FIXED_VIEW_DIRECTION=[0,1,0], SCAN_CENTER=[0.0,0.0,0.0], NUM_ITERATIONS=10000, HISTORY_INTERVAL=1000, MAX_SOURCES_TO_REPORT=1, MIN_SOURCE_DISTANCE=0.08, ACTIVITY_MAX_RELATIVE_DROP=0.5, PRINT_GENERATED_COUNTS_TABLE=False, UPDATE_FRAME_MAX_VOXELS=1000, GIF_FPS=1.0, AXIS_LIMITS_3D=[[-1,1],[-1,1],[-1,1]]",1.0,1000.0,100.0,1.0,0.08,4.5,5000.0,1000.0,1.0,4.5,10.0,25.0,25.0,66.39536260000023,0.18,-0.2,0.2,0.16666666666666663,-0.5,0.08333333333333326,48.25176395643946,0.32216282977539307,0.32216282977539307,11,0.123607267771386,0.2196208854670551,0.29963010502718296,0.30196702333438435,0.3385590380158566
147,motion_uncertainty,"reconstruction_method=mlem, SEED=11, NUM_MEASUREMENTS=50, TRUE_SOURCE_SPECS=[{""position"":[0.18,-0.2,0.2],""relative_strength"":1.0}], NUM_CHANNELS=16, DIODE_PITCH=0.006, SEARCH_MIN=[-0.5,-0.5,-0.5], SEARCH_MAX=[0.5,0.5,0.5], GRID_SIZE=13, TRAJECTORY_MODE=grid, LATERAL_SPAN=0.6, VERTICAL_SPAN=0.36, BASE_DISTANCE=1, DISTANCE_SPAN=0.18, ORBIT_RADIUS=1.3, ORBIT_RADIUS_SPAN=0, ORBIT_ANGLE_SPAN_DEG=360.0, ORBIT_START_ANGLE_DEG=0.0, ORBIT_VERTICAL_SPAN=0.0, ORIENTATION_MODE=fixed, FIXED_VIEW_DIRECTION=[0,1,0], SCAN_CENTER=[0.0,0.0,0.0], NUM_ITERATIONS=10000, HISTORY_INTERVAL=1000, MAX_SOURCES_TO_REPORT=1, MIN_SOURCE_DISTANCE=0.08, ACTIVITY_MAX_RELATIVE_DROP=0.5, PRINT_GENERATED_COUNTS_TABLE=False, UPDATE_FRAME_MAX_VOXELS=1000, GIF_FPS=1.0, AXIS_LIMITS_3D=[[-1,1],[-1,1],[-1,1]]",1.0,1000.0,100.0,1.0,0.08,4.5,5000.0,1000.0,1.0,4.5,10.0,25.0,45.0,68.20105939999848,0.18,-0.2,0.2,0.25,-0.5,0.16666666666666663,62.179534111490305,0.30985659765625634,0.30985659765625634,11,0.14494404307362402,0.2196208854670551,0.30120495305333267,0.30218251461786083,0.351441476082592
148,motion_uncertainty,"reconstruction_method=mlem, SEED=11, NUM_MEASUREMENTS=50, TRUE_SOURCE_SPECS=[{""position"":[0.18,-0.2,0.2],""relative_strength"":1.0}], NUM_CHANNELS=16, DIODE_PITCH=0.006, SEARCH_MIN=[-0.5,-0.5,-0.5], SEARCH_MAX=[0.5,0.5,0.5], GRID_SIZE=13, TRAJECTORY_MODE=grid, LATERAL_SPAN=0.6, VERTICAL_SPAN=0.36, BASE_DISTANCE=1, DISTANCE_SPAN=0.18, ORBIT_RADIUS=1.3, ORBIT_RADIUS_SPAN=0, ORBIT_ANGLE_SPAN_DEG=360.0, ORBIT_START_ANGLE_DEG=0.0, ORBIT_VERTICAL_SPAN=0.0, ORIENTATION_MODE=fixed, FIXED_VIEW_DIRECTION=[0,1,0], SCAN_CENTER=[0.0,0.0,0.0], NUM_ITERATIONS=10000, HISTORY_INTERVAL=1000, MAX_SOURCES_TO_REPORT=1, MIN_SOURCE_DISTANCE=0.08, ACTIVITY_MAX_RELATIVE_DROP=0.5, PRINT_GENERATED_COUNTS_TABLE=False, UPDATE_FRAME_MAX_VOXELS=1000, GIF_FPS=1.0, AXIS_LIMITS_3D=[[-1,1],[-1,1],[-1,1]]",1.0,1000.0,100.0,1.0,0.08,4.5,5000.0,1000.0,1.0,4.5,10.0,25.0,60.0,66.49489790000007,0.18,-0.2,0.2,0.25,-0.5,0.16666666666666663,69.00021530589527,0.30985659765625634,0.30985659765625634,10,0.145169787999752,0.2196208854670551,0.2961813007504067,0.2967462153353034,0.3400443283084155
149,motion_uncertainty,"reconstruction_method=mlem, SEED=11, NUM_MEASUREMENTS=50, TRUE_SOURCE_SPECS=[{""position"":[0.18,-0.2,0.2],""relative_strength"":1.0}], NUM_CHANNELS=16, DIODE_PITCH=0.006, SEARCH_MIN=[-0.5,-0.5,-0.5], SEARCH_MAX=[0.5,0.5,0.5], GRID_SIZE=13, TRAJECTORY_MODE=grid, LATERAL_SPAN=0.6, VERTICAL_SPAN=0.36, BASE_DISTANCE=1, DISTANCE_SPAN=0.18, ORBIT_RADIUS=1.3, ORBIT_RADIUS_SPAN=0, ORBIT_ANGLE_SPAN_DEG=360.0, ORBIT_START_ANGLE_DEG=0.0, ORBIT_VERTICAL_SPAN=0.0, ORIENTATION_MODE=fixed, FIXED_VIEW_DIRECTION=[0,1,0], SCAN_CENTER=[0.0,0.0,0.0], NUM_ITERATIONS=10000, HISTORY_INTERVAL=1000, MAX_SOURCES_TO_REPORT=1, MIN_SOURCE_DISTANCE=0.08, ACTIVITY_MAX_RELATIVE_DROP=0.5, PRINT_GENERATED_COUNTS_TABLE=False, UPDATE_FRAME_MAX_VOXELS=1000, GIF_FPS=1.0, AXIS_LIMITS_3D=[[-1,1],[-1,1],[-1,1]]",1.0,1000.0,100.0,1.0,0.08,4.5,5000.0,1000.0,1.0,4.5,10.0,45.0,0.0,70.33842889999869,0.18,-0.2,0.2,0.08333333333333326,-0.5,0.16666666666666663,51.658242157353556,0.31694724412046177,0.31694724412046177,9,0.0877892959087593,0.2196208854670551,0.3138870049395258,0.32011180060443606,0.35685068578343215
150,motion_uncertainty,"reconstruction_method=mlem, SEED=11, NUM_MEASUREMENTS=50, TRUE_SOURCE_SPECS=[{""position"":[0.18,-0.2,0.2],""relative_strength"":1.0}], NUM_CHANNELS=16, DIODE_PITCH=0.006, SEARCH_MIN=[-0.5,-0.5,-0.5], SEARCH_MAX=[0.5,0.5,0.5], GRID_SIZE=13, TRAJECTORY_MODE=grid, LATERAL_SPAN=0.6, VERTICAL_SPAN=0.36, BASE_DISTANCE=1, DISTANCE_SPAN=0.18, ORBIT_RADIUS=1.3, ORBIT_RADIUS_SPAN=0, ORBIT_ANGLE_SPAN_DEG=360.0, ORBIT_START_ANGLE_DEG=0.0, ORBIT_VERTICAL_SPAN=0.0, ORIENTATION_MODE=fixed, FIXED_VIEW_DIRECTION=[0,1,0], SCAN_CENTER=[0.0,0.0,0.0], NUM_ITERATIONS=10000, HISTORY_INTERVAL=1000, MAX_SOURCES_TO_REPORT=1, MIN_SOURCE_DISTANCE=0.08, ACTIVITY_MAX_RELATIVE_DROP=0.5, PRINT_GENERATED_COUNTS_TABLE=False, UPDATE_FRAME_MAX_VOXELS=1000, GIF_FPS=1.0, AXIS_LIMITS_3D=[[-1,1],[-1,1],[-1,1]]",1.0,1000.0,100.0,1.0,0.08,4.5,5000.0,1000.0,1.0,4.5,10.0,45.0,10.0,73.60674500000096,0.18,-0.2,0.2,0.16666666666666663,-0.5,0.08333333333333326,48.87475703705194,0.32216282977539307,0.32216282977539307,9,0.08695836432301973,0.2196208854670551,0.3138870049395258,0.3155165254411597,0.35685068578343215
151,motion_uncertainty,"reconstruction_method=mlem, SEED=11, NUM_MEASUREMENTS=50, TRUE_SOURCE_SPECS=[{""position"":[0.18,-0.2,0.2],""relative_strength"":1.0}], NUM_CHANNELS=16, DIODE_PITCH=0.006, SEARCH_MIN=[-0.5,-0.5,-0.5], SEARCH_MAX=[0.5,0.5,0.5], GRID_SIZE=13, TRAJECTORY_MODE=grid, LATERAL_SPAN=0.6, VERTICAL_SPAN=0.36, BASE_DISTANCE=1, DISTANCE_SPAN=0.18, ORBIT_RADIUS=1.3, ORBIT_RADIUS_SPAN=0, ORBIT_ANGLE_SPAN_DEG=360.0, ORBIT_START_ANGLE_DEG=0.0, ORBIT_VERTICAL_SPAN=0.0, ORIENTATION_MODE=fixed, FIXED_VIEW_DIRECTION=[0,1,0], SCAN_CENTER=[0.0,0.0,0.0], NUM_ITERATIONS=10000, HISTORY_INTERVAL=1000, MAX_SOURCES_TO_REPORT=1, MIN_SOURCE_DISTANCE=0.08, ACTIVITY_MAX_RELATIVE_DROP=0.5, PRINT_GENERATED_COUNTS_TABLE=False, UPDATE_FRAME_MAX_VOXELS=1000, GIF_FPS=1.0, AXIS_LIMITS_3D=[[-1,1],[-1,1],[-1,1]]",1.0,1000.0,100.0,1.0,0.08,4.5,5000.0,1000.0,1.0,4.5,10.0,45.0,25.0,67.38355170000068,0.18,-0.2,0.2,0.16666666666666663,-0.5,0.08333333333333326,53.90827825031699,0.32216282977539307,0.32216282977539307,6,0.06892796137067392,0.2196208854670551,0.30439505521258536,0.3077738228701433,0.33274943004130564
152,motion_uncertainty,"reconstruction_method=mlem, SEED=11, NUM_MEASUREMENTS=50, TRUE_SOURCE_SPECS=[{""position"":[0.18,-0.2,0.2],""relative_strength"":1.0}], NUM_CHANNELS=16, DIODE_PITCH=0.006, SEARCH_MIN=[-0.5,-0.5,-0.5], SEARCH_MAX=[0.5,0.5,0.5], GRID_SIZE=13, TRAJECTORY_MODE=grid, LATERAL_SPAN=0.6, VERTICAL_SPAN=0.36, BASE_DISTANCE=1, DISTANCE_SPAN=0.18, ORBIT_RADIUS=1.3, ORBIT_RADIUS_SPAN=0, ORBIT_ANGLE_SPAN_DEG=360.0, ORBIT_START_ANGLE_DEG=0.0, ORBIT_VERTICAL_SPAN=0.0, ORIENTATION_MODE=fixed, FIXED_VIEW_DIRECTION=[0,1,0], SCAN_CENTER=[0.0,0.0,0.0], NUM_ITERATIONS=10000, HISTORY_INTERVAL=1000, MAX_SOURCES_TO_REPORT=1, MIN_SOURCE_DISTANCE=0.08, ACTIVITY_MAX_RELATIVE_DROP=0.5, PRINT_GENERATED_COUNTS_TABLE=False, UPDATE_FRAME_MAX_VOXELS=1000, GIF_FPS=1.0, AXIS_LIMITS_3D=[[-1,1],[-1,1],[-1,1]]",1.0,1000.0,100.0,1.0,0.08,4.5,5000.0,1000.0,1.0,4.5,10.0,45.0,45.0,66.91324000000168,0.18,-0.2,0.2,0.16666666666666663,-0.5,0.08333333333333326,56.84510499425247,0.32216282977539307,0.32216282977539307,6,0.07381274594465605,0.2196208854670551,0.2867337433127148,0.29550332884244257,0.3257865386021025
153,motion_uncertainty,"reconstruction_method=mlem, SEED=11, NUM_MEASUREMENTS=50, TRUE_SOURCE_SPECS=[{""position"":[0.18,-0.2,0.2],""relative_strength"":1.0}], NUM_CHANNELS=16, DIODE_PITCH=0.006, SEARCH_MIN=[-0.5,-0.5,-0.5], SEARCH_MAX=[0.5,0.5,0.5], GRID_SIZE=13, TRAJECTORY_MODE=grid, LATERAL_SPAN=0.6, VERTICAL_SPAN=0.36, BASE_DISTANCE=1, DISTANCE_SPAN=0.18, ORBIT_RADIUS=1.3, ORBIT_RADIUS_SPAN=0, ORBIT_ANGLE_SPAN_DEG=360.0, ORBIT_START_ANGLE_DEG=0.0, ORBIT_VERTICAL_SPAN=0.0, ORIENTATION_MODE=fixed, FIXED_VIEW_DIRECTION=[0,1,0], SCAN_CENTER=[0.0,0.0,0.0], NUM_ITERATIONS=10000, HISTORY_INTERVAL=1000, MAX_SOURCES_TO_REPORT=1, MIN_SOURCE_DISTANCE=0.08, ACTIVITY_MAX_RELATIVE_DROP=0.5, PRINT_GENERATED_COUNTS_TABLE=False, UPDATE_FRAME_MAX_VOXELS=1000, GIF_FPS=1.0, AXIS_LIMITS_3D=[[-1,1],[-1,1],[-1,1]]",1.0,1000.0,100.0,1.0,0.08,4.5,5000.0,1000.0,1.0,4.5,10.0,45.0,60.0,66.34646070000235,0.18,-0.2,0.2,0.16666666666666663,-0.5,0.08333333333333326,60.1285713325937,0.32216282977539307,0.32216282977539307,8,0.09351901181809254,0.2196208854670551,0.29771256670189217,0.300741671953791,0.336019616024946
154,motion_uncertainty,"reconstruction_method=mlem, SEED=11, NUM_MEASUREMENTS=50, TRUE_SOURCE_SPECS=[{""position"":[0.18,-0.2,0.2],""relative_strength"":1.0}], NUM_CHANNELS=16, DIODE_PITCH=0.006, SEARCH_MIN=[-0.5,-0.5,-0.5], SEARCH_MAX=[0.5,0.5,0.5], GRID_SIZE=13, TRAJECTORY_MODE=grid, LATERAL_SPAN=0.6, VERTICAL_SPAN=0.36, BASE_DISTANCE=1, DISTANCE_SPAN=0.18, ORBIT_RADIUS=1.3, ORBIT_RADIUS_SPAN=0, ORBIT_ANGLE_SPAN_DEG=360.0, ORBIT_START_ANGLE_DEG=0.0, ORBIT_VERTICAL_SPAN=0.0, ORIENTATION_MODE=fixed, FIXED_VIEW_DIRECTION=[0,1,0], SCAN_CENTER=[0.0,0.0,0.0], NUM_ITERATIONS=10000, HISTORY_INTERVAL=1000, MAX_SOURCES_TO_REPORT=1, MIN_SOURCE_DISTANCE=0.08, ACTIVITY_MAX_RELATIVE_DROP=0.5, PRINT_GENERATED_COUNTS_TABLE=False, UPDATE_FRAME_MAX_VOXELS=1000, GIF_FPS=1.0, AXIS_LIMITS_3D=[[-1,1],[-1,1],[-1,1]]",1.0,1000.0,100.0,1.0,0.08,4.5,5000.0,1000.0,1.0,4.5,10.0,60.0,0.0,66.4687593000017,0.18,-0.2,0.2,0.16666666666666663,-0.33333333333333337,0.16666666666666663,46.127461792864516,0.13808210118138659,0.13808210118138659,41,0.305657172401068,0.0489897948556636,0.16750326082333478,0.1595911434585995,0.2503553030750053
155,motion_uncertainty,"reconstruction_method=mlem, SEED=11, NUM_MEASUREMENTS=50, TRUE_SOURCE_SPECS=[{""position"":[0.18,-0.2,0.2],""relative_strength"":1.0}], NUM_CHANNELS=16, DIODE_PITCH=0.006, SEARCH_MIN=[-0.5,-0.5,-0.5], SEARCH_MAX=[0.5,0.5,0.5], GRID_SIZE=13, TRAJECTORY_MODE=grid, LATERAL_SPAN=0.6, VERTICAL_SPAN=0.36, BASE_DISTANCE=1, DISTANCE_SPAN=0.18, ORBIT_RADIUS=1.3, ORBIT_RADIUS_SPAN=0, ORBIT_ANGLE_SPAN_DEG=360.0, ORBIT_START_ANGLE_DEG=0.0, ORBIT_VERTICAL_SPAN=0.0, ORIENTATION_MODE=fixed, FIXED_VIEW_DIRECTION=[0,1,0], SCAN_CENTER=[0.0,0.0,0.0], NUM_ITERATIONS=10000, HISTORY_INTERVAL=1000, MAX_SOURCES_TO_REPORT=1, MIN_SOURCE_DISTANCE=0.08, ACTIVITY_MAX_RELATIVE_DROP=0.5, PRINT_GENERATED_COUNTS_TABLE=False, UPDATE_FRAME_MAX_VOXELS=1000, GIF_FPS=1.0, AXIS_LIMITS_3D=[[-1,1],[-1,1],[-1,1]]",1.0,1000.0,100.0,1.0,0.08,4.5,5000.0,1000.0,1.0,4.5,10.0,60.0,10.0,68.57214820000081,0.18,-0.2,0.2,0.25,-0.25,0.16666666666666663,46.6398155422355,0.092255683353987,0.092255683353987,36,0.28833662485988076,0.0489897948556636,0.16676074824216067,0.15869680256092283,0.25114208611174194
156,motion_uncertainty,"reconstruction_method=mlem, SEED=11, NUM_MEASUREMENTS=50, TRUE_SOURCE_SPECS=[{""position"":[0.18,-0.2,0.2],""relative_strength"":1.0}], NUM_CHANNELS=16, DIODE_PITCH=0.006, SEARCH_MIN=[-0.5,-0.5,-0.5], SEARCH_MAX=[0.5,0.5,0.5], GRID_SIZE=13, TRAJECTORY_MODE=grid, LATERAL_SPAN=0.6, VERTICAL_SPAN=0.36, BASE_DISTANCE=1, DISTANCE_SPAN=0.18, ORBIT_RADIUS=1.3, ORBIT_RADIUS_SPAN=0, ORBIT_ANGLE_SPAN_DEG=360.0, ORBIT_START_ANGLE_DEG=0.0, ORBIT_VERTICAL_SPAN=0.0, ORIENTATION_MODE=fixed, FIXED_VIEW_DIRECTION=[0,1,0], SCAN_CENTER=[0.0,0.0,0.0], NUM_ITERATIONS=10000, HISTORY_INTERVAL=1000, MAX_SOURCES_TO_REPORT=1, MIN_SOURCE_DISTANCE=0.08, ACTIVITY_MAX_RELATIVE_DROP=0.5, PRINT_GENERATED_COUNTS_TABLE=False, UPDATE_FRAME_MAX_VOXELS=1000, GIF_FPS=1.0, AXIS_LIMITS_3D=[[-1,1],[-1,1],[-1,1]]",1.0,1000.0,100.0,1.0,0.08,4.5,5000.0,1000.0,1.0,4.5,10.0,60.0,25.0,68.45148419999896,0.18,-0.2,0.2,0.25,-0.25,0.16666666666666663,58.33941931642462,0.092255683353987,0.092255683353987,29,0.2924640283435907,0.0489897948556636,0.14783148258840925,0.14186560135956847,0.21809650555002896
157,motion_uncertainty,"reconstruction_method=mlem, SEED=11, NUM_MEASUREMENTS=50, TRUE_SOURCE_SPECS=[{""position"":[0.18,-0.2,0.2],""relative_strength"":1.0}], NUM_CHANNELS=16, DIODE_PITCH=0.006, SEARCH_MIN=[-0.5,-0.5,-0.5], SEARCH_MAX=[0.5,0.5,0.5], GRID_SIZE=13, TRAJECTORY_MODE=grid, LATERAL_SPAN=0.6, VERTICAL_SPAN=0.36, BASE_DISTANCE=1, DISTANCE_SPAN=0.18, ORBIT_RADIUS=1.3, ORBIT_RADIUS_SPAN=0, ORBIT_ANGLE_SPAN_DEG=360.0, ORBIT_START_ANGLE_DEG=0.0, ORBIT_VERTICAL_SPAN=0.0, ORIENTATION_MODE=fixed, FIXED_VIEW_DIRECTION=[0,1,0], SCAN_CENTER=[0.0,0.0,0.0], NUM_ITERATIONS=10000, HISTORY_INTERVAL=1000, MAX_SOURCES_TO_REPORT=1, MIN_SOURCE_DISTANCE=0.08, ACTIVITY_MAX_RELATIVE_DROP=0.5, PRINT_GENERATED_COUNTS_TABLE=False, UPDATE_FRAME_MAX_VOXELS=1000, GIF_FPS=1.0, AXIS_LIMITS_3D=[[-1,1],[-1,1],[-1,1]]",1.0,1000.0,100.0,1.0,0.08,4.5,5000.0,1000.0,1.0,4.5,10.0,60.0,45.0,67.73878600000171,0.18,-0.2,0.2,0.25,-0.16666666666666669,0.25,60.10511456363043,0.09225568335398698,0.09225568335398698,31,0.3241470754747725,0.0489897948556636,0.16005282499429044,0.1516825548715537,0.23958297101421883
158,motion_uncertainty,"reconstruction_method=mlem, SEED=11, NUM_MEASUREMENTS=50, TRUE_SOURCE_SPECS=[{""position"":[0.18,-0.2,0.2],""relative_strength"":1.0}], NUM_CHANNELS=16, DIODE_PITCH=0.006, SEARCH_MIN=[-0.5,-0.5,-0.5], SEARCH_MAX=[0.5,0.5,0.5], GRID_SIZE=13, TRAJECTORY_MODE=grid, LATERAL_SPAN=0.6, VERTICAL_SPAN=0.36, BASE_DISTANCE=1, DISTANCE_SPAN=0.18, ORBIT_RADIUS=1.3, ORBIT_RADIUS_SPAN=0, ORBIT_ANGLE_SPAN_DEG=360.0, ORBIT_START_ANGLE_DEG=0.0, ORBIT_VERTICAL_SPAN=0.0, ORIENTATION_MODE=fixed, FIXED_VIEW_DIRECTION=[0,1,0], SCAN_CENTER=[0.0,0.0,0.0], NUM_ITERATIONS=10000, HISTORY_INTERVAL=1000, MAX_SOURCES_TO_REPORT=1, MIN_SOURCE_DISTANCE=0.08, ACTIVITY_MAX_RELATIVE_DROP=0.5, PRINT_GENERATED_COUNTS_TABLE=False, UPDATE_FRAME_MAX_VOXELS=1000, GIF_FPS=1.0, AXIS_LIMITS_3D=[[-1,1],[-1,1],[-1,1]]",1.0,1000.0,100.0,1.0,0.08,4.5,5000.0,1000.0,1.0,4.5,10.0,60.0,60.0,66.13005369999883,0.18,-0.2,0.2,0.25,-0.25,0.16666666666666663,51.305142690144315,0.092255683353987,0.092255683353987,36,0.3147804812338033,0.0489897948556636,0.18405644902051155,0.17460607771410205,0.3065257900431565
159,motion_uncertainty,"reconstruction_method=mlem, SEED=11, NUM_MEASUREMENTS=50, TRUE_SOURCE_SPECS=[{""position"":[0.18,-0.2,0.2],""relative_strength"":1.0}], NUM_CHANNELS=16, DIODE_PITCH=0.006, SEARCH_MIN=[-0.5,-0.5,-0.5], SEARCH_MAX=[0.5,0.5,0.5], GRID_SIZE=13, TRAJECTORY_MODE=grid, LATERAL_SPAN=0.6, VERTICAL_SPAN=0.36, BASE_DISTANCE=1, DISTANCE_SPAN=0.18, ORBIT_RADIUS=1.3, ORBIT_RADIUS_SPAN=0, ORBIT_ANGLE_SPAN_DEG=360.0, ORBIT_START_ANGLE_DEG=0.0, ORBIT_VERTICAL_SPAN=0.0, ORIENTATION_MODE=fixed, FIXED_VIEW_DIRECTION=[0,1,0], SCAN_CENTER=[0.0,0.0,0.0], NUM_ITERATIONS=10000, HISTORY_INTERVAL=1000, MAX_SOURCES_TO_REPORT=1, MIN_SOURCE_DISTANCE=0.08, ACTIVITY_MAX_RELATIVE_DROP=0.5, PRINT_GENERATED_COUNTS_TABLE=False, UPDATE_FRAME_MAX_VOXELS=1000, GIF_FPS=1.0, AXIS_LIMITS_3D=[[-1,1],[-1,1],[-1,1]]",1.0,1000.0,100.0,1.0,0.08,4.5,5000.0,1000.0,1.0,4.5,20.0,0.0,0.0,67.95142459999988,0.18,-0.2,0.2,0.16666666666666663,-0.33333333333333337,0.16666666666666663,81.27489875723643,0.13808210118138659,0.13808210118138659,14,0.24357648266753767,0.0489897948556636,0.12993361535127357,0.12670895891086334,0.2269707845183198
160,motion_uncertainty,"reconstruction_method=mlem, SEED=11, NUM_MEASUREMENTS=50, TRUE_SOURCE_SPECS=[{""position"":[0.18,-0.2,0.2],""relative_strength"":1.0}], NUM_CHANNELS=16, DIODE_PITCH=0.006, SEARCH_MIN=[-0.5,-0.5,-0.5], SEARCH_MAX=[0.5,0.5,0.5], GRID_SIZE=13, TRAJECTORY_MODE=grid, LATERAL_SPAN=0.6, VERTICAL_SPAN=0.36, BASE_DISTANCE=1, DISTANCE_SPAN=0.18, ORBIT_RADIUS=1.3, ORBIT_RADIUS_SPAN=0, ORBIT_ANGLE_SPAN_DEG=360.0, ORBIT_START_ANGLE_DEG=0.0, ORBIT_VERTICAL_SPAN=0.0, ORIENTATION_MODE=fixed, FIXED_VIEW_DIRECTION=[0,1,0], SCAN_CENTER=[0.0,0.0,0.0], NUM_ITERATIONS=10000, HISTORY_INTERVAL=1000, MAX_SOURCES_TO_REPORT=1, MIN_SOURCE_DISTANCE=0.08, ACTIVITY_MAX_RELATIVE_DROP=0.5, PRINT_GENERATED_COUNTS_TABLE=False, UPDATE_FRAME_MAX_VOXELS=1000, GIF_FPS=1.0, AXIS_LIMITS_3D=[[-1,1],[-1,1],[-1,1]]",1.0,1000.0,100.0,1.0,0.08,4.5,5000.0,1000.0,1.0,4.5,20.0,0.0,10.0,68.18037990000084,0.18,-0.2,0.2,0.16666666666666663,-0.33333333333333337,0.16666666666666663,90.22380367586256,0.13808210118138659,0.13808210118138659,10,0.2077671541103688,0.0489897948556636,0.1130099864116895,0.1119237237457585,0.17318708648024828
161,motion_uncertainty,"reconstruction_method=mlem, SEED=11, NUM_MEASUREMENTS=50, TRUE_SOURCE_SPECS=[{""position"":[0.18,-0.2,0.2],""relative_strength"":1.0}], NUM_CHANNELS=16, DIODE_PITCH=0.006, SEARCH_MIN=[-0.5,-0.5,-0.5], SEARCH_MAX=[0.5,0.5,0.5], GRID_SIZE=13, TRAJECTORY_MODE=grid, LATERAL_SPAN=0.6, VERTICAL_SPAN=0.36, BASE_DISTANCE=1, DISTANCE_SPAN=0.18, ORBIT_RADIUS=1.3, ORBIT_RADIUS_SPAN=0, ORBIT_ANGLE_SPAN_DEG=360.0, ORBIT_START_ANGLE_DEG=0.0, ORBIT_VERTICAL_SPAN=0.0, ORIENTATION_MODE=fixed, FIXED_VIEW_DIRECTION=[0,1,0], SCAN_CENTER=[0.0,0.0,0.0], NUM_ITERATIONS=10000, HISTORY_INTERVAL=1000, MAX_SOURCES_TO_REPORT=1, MIN_SOURCE_DISTANCE=0.08, ACTIVITY_MAX_RELATIVE_DROP=0.5, PRINT_GENERATED_COUNTS_TABLE=False, UPDATE_FRAME_MAX_VOXELS=1000, GIF_FPS=1.0, AXIS_LIMITS_3D=[[-1,1],[-1,1],[-1,1]]",1.0,1000.0,100.0,1.0,0.08,4.5,5000.0,1000.0,1.0,4.5,20.0,0.0,25.0,66.45911309999792,0.18,-0.2,0.2,0.16666666666666663,-0.33333333333333337,0.16666666666666663,104.2879653457187,0.13808210118138659,0.13808210118138659,10,0.2282290740264643,0.0489897948556636,0.1130099864116895,0.11177131658325232,0.17318708648024828
162,motion_uncertainty,"reconstruction_method=mlem, SEED=11, NUM_MEASUREMENTS=50, TRUE_SOURCE_SPECS=[{""position"":[0.18,-0.2,0.2],""relative_strength"":1.0}], NUM_CHANNELS=16, DIODE_PITCH=0.006, SEARCH_MIN=[-0.5,-0.5,-0.5], SEARCH_MAX=[0.5,0.5,0.5], GRID_SIZE=13, TRAJECTORY_MODE=grid, LATERAL_SPAN=0.6, VERTICAL_SPAN=0.36, BASE_DISTANCE=1, DISTANCE_SPAN=0.18, ORBIT_RADIUS=1.3, ORBIT_RADIUS_SPAN=0, ORBIT_ANGLE_SPAN_DEG=360.0, ORBIT_START_ANGLE_DEG=0.0, ORBIT_VERTICAL_SPAN=0.0, ORIENTATION_MODE=fixed, FIXED_VIEW_DIRECTION=[0,1,0], SCAN_CENTER=[0.0,0.0,0.0], NUM_ITERATIONS=10000, HISTORY_INTERVAL=1000, MAX_SOURCES_TO_REPORT=1, MIN_SOURCE_DISTANCE=0.08, ACTIVITY_MAX_RELATIVE_DROP=0.5, PRINT_GENERATED_COUNTS_TABLE=False, UPDATE_FRAME_MAX_VOXELS=1000, GIF_FPS=1.0, AXIS_LIMITS_3D=[[-1,1],[-1,1],[-1,1]]",1.0,1000.0,100.0,1.0,0.08,4.5,5000.0,1000.0,1.0,4.5,20.0,0.0,45.0,67.00084830000196,0.18,-0.2,0.2,0.16666666666666663,-0.33333333333333337,0.16666666666666663,113.81453937630305,0.13808210118138659,0.13808210118138659,10,0.24316481921792263,0.0489897948556636,0.12463981315117119,0.12475930274919024,0.2206708710458072
163,motion_uncertainty,"reconstruction_method=mlem, SEED=11, NUM_MEASUREMENTS=50, TRUE_SOURCE_SPECS=[{""position"":[0.18,-0.2,0.2],""relative_strength"":1.0}], NUM_CHANNELS=16, DIODE_PITCH=0.006, SEARCH_MIN=[-0.5,-0.5,-0.5], SEARCH_MAX=[0.5,0.5,0.5], GRID_SIZE=13, TRAJECTORY_MODE=grid, LATERAL_SPAN=0.6, VERTICAL_SPAN=0.36, BASE_DISTANCE=1, DISTANCE_SPAN=0.18, ORBIT_RADIUS=1.3, ORBIT_RADIUS_SPAN=0, ORBIT_ANGLE_SPAN_DEG=360.0, ORBIT_START_ANGLE_DEG=0.0, ORBIT_VERTICAL_SPAN=0.0, ORIENTATION_MODE=fixed, FIXED_VIEW_DIRECTION=[0,1,0], SCAN_CENTER=[0.0,0.0,0.0], NUM_ITERATIONS=10000, HISTORY_INTERVAL=1000, MAX_SOURCES_TO_REPORT=1, MIN_SOURCE_DISTANCE=0.08, ACTIVITY_MAX_RELATIVE_DROP=0.5, PRINT_GENERATED_COUNTS_TABLE=False, UPDATE_FRAME_MAX_VOXELS=1000, GIF_FPS=1.0, AXIS_LIMITS_3D=[[-1,1],[-1,1],[-1,1]]",1.0,1000.0,100.0,1.0,0.08,4.5,5000.0,1000.0,1.0,4.5,20.0,0.0,60.0,68.79881150000074,0.18,-0.2,0.2,0.16666666666666663,-0.33333333333333337,0.16666666666666663,132.28249913945174,0.13808210118138659,0.13808210118138659,9,0.2635930902927654,0.0489897948556636,0.11291971002857065,0.11298463667230048,0.1783463974787824
164,motion_uncertainty,"reconstruction_method=mlem, SEED=11, NUM_MEASUREMENTS=50, TRUE_SOURCE_SPECS=[{""position"":[0.18,-0.2,0.2],""relative_strength"":1.0}], NUM_CHANNELS=16, DIODE_PITCH=0.006, SEARCH_MIN=[-0.5,-0.5,-0.5], SEARCH_MAX=[0.5,0.5,0.5], GRID_SIZE=13, TRAJECTORY_MODE=grid, LATERAL_SPAN=0.6, VERTICAL_SPAN=0.36, BASE_DISTANCE=1, DISTANCE_SPAN=0.18, ORBIT_RADIUS=1.3, ORBIT_RADIUS_SPAN=0, ORBIT_ANGLE_SPAN_DEG=360.0, ORBIT_START_ANGLE_DEG=0.0, ORBIT_VERTICAL_SPAN=0.0, ORIENTATION_MODE=fixed, FIXED_VIEW_DIRECTION=[0,1,0], SCAN_CENTER=[0.0,0.0,0.0], NUM_ITERATIONS=10000, HISTORY_INTERVAL=1000, MAX_SOURCES_TO_REPORT=1, MIN_SOURCE_DISTANCE=0.08, ACTIVITY_MAX_RELATIVE_DROP=0.5, PRINT_GENERATED_COUNTS_TABLE=False, UPDATE_FRAME_MAX_VOXELS=1000, GIF_FPS=1.0, AXIS_LIMITS_3D=[[-1,1],[-1,1],[-1,1]]",1.0,1000.0,100.0,1.0,0.08,4.5,5000.0,1000.0,1.0,4.5,20.0,10.0,0.0,67.58241310000085,0.18,-0.2,0.2,0.16666666666666663,-0.33333333333333337,0.16666666666666663,63.48856870662121,0.13808210118138659,0.13808210118138659,18,0.2540806522381789,0.0489897948556636,0.12590946715331341,0.1256850813457366,0.22277084220331142
165,motion_uncertainty,"reconstruction_method=mlem, SEED=11, NUM_MEASUREMENTS=50, TRUE_SOURCE_SPECS=[{""position"":[0.18,-0.2,0.2],""relative_strength"":1.0}], NUM_CHANNELS=16, DIODE_PITCH=0.006, SEARCH_MIN=[-0.5,-0.5,-0.5], SEARCH_MAX=[0.5,0.5,0.5], GRID_SIZE=13, TRAJECTORY_MODE=grid, LATERAL_SPAN=0.6, VERTICAL_SPAN=0.36, BASE_DISTANCE=1, DISTANCE_SPAN=0.18, ORBIT_RADIUS=1.3, ORBIT_RADIUS_SPAN=0, ORBIT_ANGLE_SPAN_DEG=360.0, ORBIT_START_ANGLE_DEG=0.0, ORBIT_VERTICAL_SPAN=0.0, ORIENTATION_MODE=fixed, FIXED_VIEW_DIRECTION=[0,1,0], SCAN_CENTER=[0.0,0.0,0.0], NUM_ITERATIONS=10000, HISTORY_INTERVAL=1000, MAX_SOURCES_TO_REPORT=1, MIN_SOURCE_DISTANCE=0.08, ACTIVITY_MAX_RELATIVE_DROP=0.5, PRINT_GENERATED_COUNTS_TABLE=False, UPDATE_FRAME_MAX_VOXELS=1000, GIF_FPS=1.0, AXIS_LIMITS_3D=[[-1,1],[-1,1],[-1,1]]",1.0,1000.0,100.0,1.0,0.08,4.5,5000.0,1000.0,1.0,4.5,20.0,10.0,10.0,67.33040840000103,0.18,-0.2,0.2,0.16666666666666663,-0.33333333333333337,0.16666666666666663,70.51272835740404,0.13808210118138659,0.13808210118138659,16,0.2519176986552317,0.0489897948556636,0.1247324723508103,0.12418486200525793,0.2248708133608156
166,motion_uncertainty,"reconstruction_method=mlem, SEED=11, NUM_MEASUREMENTS=50, TRUE_SOURCE_SPECS=[{""position"":[0.18,-0.2,0.2],""relative_strength"":1.0}], NUM_CHANNELS=16, DIODE_PITCH=0.006, SEARCH_MIN=[-0.5,-0.5,-0.5], SEARCH_MAX=[0.5,0.5,0.5], GRID_SIZE=13, TRAJECTORY_MODE=grid, LATERAL_SPAN=0.6, VERTICAL_SPAN=0.36, BASE_DISTANCE=1, DISTANCE_SPAN=0.18, ORBIT_RADIUS=1.3, ORBIT_RADIUS_SPAN=0, ORBIT_ANGLE_SPAN_DEG=360.0, ORBIT_START_ANGLE_DEG=0.0, ORBIT_VERTICAL_SPAN=0.0, ORIENTATION_MODE=fixed, FIXED_VIEW_DIRECTION=[0,1,0], SCAN_CENTER=[0.0,0.0,0.0], NUM_ITERATIONS=10000, HISTORY_INTERVAL=1000, MAX_SOURCES_TO_REPORT=1, MIN_SOURCE_DISTANCE=0.08, ACTIVITY_MAX_RELATIVE_DROP=0.5, PRINT_GENERATED_COUNTS_TABLE=False, UPDATE_FRAME_MAX_VOXELS=1000, GIF_FPS=1.0, AXIS_LIMITS_3D=[[-1,1],[-1,1],[-1,1]]",1.0,1000.0,100.0,1.0,0.08,4.5,5000.0,1000.0,1.0,4.5,20.0,10.0,25.0,68.24565390000134,0.18,-0.2,0.2,0.16666666666666663,-0.33333333333333337,0.16666666666666663,84.80272990301026,0.13808210118138659,0.13808210118138659,12,0.2239927039076779,0.0489897948556636,0.1333169646988075,0.13179698184649438,0.229070755675824
167,motion_uncertainty,"reconstruction_method=mlem, SEED=11, NUM_MEASUREMENTS=50, TRUE_SOURCE_SPECS=[{""position"":[0.18,-0.2,0.2],""relative_strength"":1.0}], NUM_CHANNELS=16, DIODE_PITCH=0.006, SEARCH_MIN=[-0.5,-0.5,-0.5], SEARCH_MAX=[0.5,0.5,0.5], GRID_SIZE=13, TRAJECTORY_MODE=grid, LATERAL_SPAN=0.6, VERTICAL_SPAN=0.36, BASE_DISTANCE=1, DISTANCE_SPAN=0.18, ORBIT_RADIUS=1.3, ORBIT_RADIUS_SPAN=0, ORBIT_ANGLE_SPAN_DEG=360.0, ORBIT_START_ANGLE_DEG=0.0, ORBIT_VERTICAL_SPAN=0.0, ORIENTATION_MODE=fixed, FIXED_VIEW_DIRECTION=[0,1,0], SCAN_CENTER=[0.0,0.0,0.0], NUM_ITERATIONS=10000, HISTORY_INTERVAL=1000, MAX_SOURCES_TO_REPORT=1, MIN_SOURCE_DISTANCE=0.08, ACTIVITY_MAX_RELATIVE_DROP=0.5, PRINT_GENERATED_COUNTS_TABLE=False, UPDATE_FRAME_MAX_VOXELS=1000, GIF_FPS=1.0, AXIS_LIMITS_3D=[[-1,1],[-1,1],[-1,1]]",1.0,1000.0,100.0,1.0,0.08,4.5,5000.0,1000.0,1.0,4.5,20.0,10.0,45.0,66.42642559999877,0.18,-0.2,0.2,0.16666666666666663,-0.33333333333333337,0.16666666666666663,104.97984585854377,0.13808210118138659,0.13808210118138659,11,0.24009731089883368,0.0489897948556636,0.12365641867013374,0.12682686959198458,0.2196208854670551
168,motion_uncertainty,"reconstruction_method=mlem, SEED=11, NUM_MEASUREMENTS=50, TRUE_SOURCE_SPECS=[{""position"":[0.18,-0.2,0.2],""relative_strength"":1.0}], NUM_CHANNELS=16, DIODE_PITCH=0.006, SEARCH_MIN=[-0.5,-0.5,-0.5], SEARCH_MAX=[0.5,0.5,0.5], GRID_SIZE=13, TRAJECTORY_MODE=grid, LATERAL_SPAN=0.6, VERTICAL_SPAN=0.36, BASE_DISTANCE=1, DISTANCE_SPAN=0.18, ORBIT_RADIUS=1.3, ORBIT_RADIUS_SPAN=0, ORBIT_ANGLE_SPAN_DEG=360.0, ORBIT_START_ANGLE_DEG=0.0, ORBIT_VERTICAL_SPAN=0.0, ORIENTATION_MODE=fixed, FIXED_VIEW_DIRECTION=[0,1,0], SCAN_CENTER=[0.0,0.0,0.0], NUM_ITERATIONS=10000, HISTORY_INTERVAL=1000, MAX_SOURCES_TO_REPORT=1, MIN_SOURCE_DISTANCE=0.08, ACTIVITY_MAX_RELATIVE_DROP=0.5, PRINT_GENERATED_COUNTS_TABLE=False, UPDATE_FRAME_MAX_VOXELS=1000, GIF_FPS=1.0, AXIS_LIMITS_3D=[[-1,1],[-1,1],[-1,1]]",1.0,1000.0,100.0,1.0,0.08,4.5,5000.0,1000.0,1.0,4.5,20.0,10.0,60.0,66.67593789999955,0.18,-0.2,0.2,0.16666666666666663,-0.33333333333333337,0.16666666666666663,123.82452430408858,0.13808210118138659,0.13808210118138659,8,0.22214597904076025,0.06155395104206462,0.12091094942518402,0.12237456184674843,0.18350570847731648
169,motion_uncertainty,"reconstruction_method=mlem, SEED=11, NUM_MEASUREMENTS=50, TRUE_SOURCE_SPECS=[{""position"":[0.18,-0.2,0.2],""relative_strength"":1.0}], NUM_CHANNELS=16, DIODE_PITCH=0.006, SEARCH_MIN=[-0.5,-0.5,-0.5], SEARCH_MAX=[0.5,0.5,0.5], GRID_SIZE=13, TRAJECTORY_MODE=grid, LATERAL_SPAN=0.6, VERTICAL_SPAN=0.36, BASE_DISTANCE=1, DISTANCE_SPAN=0.18, ORBIT_RADIUS=1.3, ORBIT_RADIUS_SPAN=0, ORBIT_ANGLE_SPAN_DEG=360.0, ORBIT_START_ANGLE_DEG=0.0, ORBIT_VERTICAL_SPAN=0.0, ORIENTATION_MODE=fixed, FIXED_VIEW_DIRECTION=[0,1,0], SCAN_CENTER=[0.0,0.0,0.0], NUM_ITERATIONS=10000, HISTORY_INTERVAL=1000, MAX_SOURCES_TO_REPORT=1, MIN_SOURCE_DISTANCE=0.08, ACTIVITY_MAX_RELATIVE_DROP=0.5, PRINT_GENERATED_COUNTS_TABLE=False, UPDATE_FRAME_MAX_VOXELS=1000, GIF_FPS=1.0, AXIS_LIMITS_3D=[[-1,1],[-1,1],[-1,1]]",1.0,1000.0,100.0,1.0,0.08,4.5,5000.0,1000.0,1.0,4.5,20.0,25.0,0.0,66.86406280000301,0.18,-0.2,0.2,0.16666666666666663,-0.33333333333333337,0.16666666666666663,53.83820166096867,0.13808210118138659,0.13808210118138659,22,0.2414455387104377,0.0489897948556636,0.14291966990625363,0.14168061648275043,0.23863674803825458
170,motion_uncertainty,"reconstruction_method=mlem, SEED=11, NUM_MEASUREMENTS=50, TRUE_SOURCE_SPECS=[{""position"":[0.18,-0.2,0.2],""relative_strength"":1.0}], NUM_CHANNELS=16, DIODE_PITCH=0.006, SEARCH_MIN=[-0.5,-0.5,-0.5], SEARCH_MAX=[0.5,0.5,0.5], GRID_SIZE=13, TRAJECTORY_MODE=grid, LATERAL_SPAN=0.6, VERTICAL_SPAN=0.36, BASE_DISTANCE=1, DISTANCE_SPAN=0.18, ORBIT_RADIUS=1.3, ORBIT_RADIUS_SPAN=0, ORBIT_ANGLE_SPAN_DEG=360.0, ORBIT_START_ANGLE_DEG=0.0, ORBIT_VERTICAL_SPAN=0.0, ORIENTATION_MODE=fixed, FIXED_VIEW_DIRECTION=[0,1,0], SCAN_CENTER=[0.0,0.0,0.0], NUM_ITERATIONS=10000, HISTORY_INTERVAL=1000, MAX_SOURCES_TO_REPORT=1, MIN_SOURCE_DISTANCE=0.08, ACTIVITY_MAX_RELATIVE_DROP=0.5, PRINT_GENERATED_COUNTS_TABLE=False, UPDATE_FRAME_MAX_VOXELS=1000, GIF_FPS=1.0, AXIS_LIMITS_3D=[[-1,1],[-1,1],[-1,1]]",1.0,1000.0,100.0,1.0,0.08,4.5,5000.0,1000.0,1.0,4.5,20.0,25.0,10.0,67.31828450000103,0.18,-0.2,0.2,0.16666666666666663,-0.33333333333333337,0.16666666666666663,56.806925286803974,0.13808210118138659,0.13808210118138659,21,0.2426320594498265,0.0489897948556636,0.15274385688026132,0.15024918171407664,0.3021405118299909
171,motion_uncertainty,"reconstruction_method=mlem, SEED=11, NUM_MEASUREMENTS=50, TRUE_SOURCE_SPECS=[{""position"":[0.18,-0.2,0.2],""relative_strength"":1.0}], NUM_CHANNELS=16, DIODE_PITCH=0.006, SEARCH_MIN=[-0.5,-0.5,-0.5], SEARCH_MAX=[0.5,0.5,0.5], GRID_SIZE=13, TRAJECTORY_MODE=grid, LATERAL_SPAN=0.6, VERTICAL_SPAN=0.36, BASE_DISTANCE=1, DISTANCE_SPAN=0.18, ORBIT_RADIUS=1.3, ORBIT_RADIUS_SPAN=0, ORBIT_ANGLE_SPAN_DEG=360.0, ORBIT_START_ANGLE_DEG=0.0, ORBIT_VERTICAL_SPAN=0.0, ORIENTATION_MODE=fixed, FIXED_VIEW_DIRECTION=[0,1,0], SCAN_CENTER=[0.0,0.0,0.0], NUM_ITERATIONS=10000, HISTORY_INTERVAL=1000, MAX_SOURCES_TO_REPORT=1, MIN_SOURCE_DISTANCE=0.08, ACTIVITY_MAX_RELATIVE_DROP=0.5, PRINT_GENERATED_COUNTS_TABLE=False, UPDATE_FRAME_MAX_VOXELS=1000, GIF_FPS=1.0, AXIS_LIMITS_3D=[[-1,1],[-1,1],[-1,1]]",1.0,1000.0,100.0,1.0,0.08,4.5,5000.0,1000.0,1.0,4.5,20.0,25.0,25.0,66.33749660000103,0.18,-0.2,0.2,0.16666666666666663,-0.33333333333333337,0.16666666666666663,65.6292503573114,0.13808210118138659,0.13808210118138659,15,0.19944974828720757,0.0489897948556636,0.13957990101868864,0.14331112012873745,0.23579807911036174
172,motion_uncertainty,"reconstruction_method=mlem, SEED=11, NUM_MEASUREMENTS=50, TRUE_SOURCE_SPECS=[{""position"":[0.18,-0.2,0.2],""relative_strength"":1.0}], NUM_CHANNELS=16, DIODE_PITCH=0.006, SEARCH_MIN=[-0.5,-0.5,-0.5], SEARCH_MAX=[0.5,0.5,0.5], GRID_SIZE=13, TRAJECTORY_MODE=grid, LATERAL_SPAN=0.6, VERTICAL_SPAN=0.36, BASE_DISTANCE=1, DISTANCE_SPAN=0.18, ORBIT_RADIUS=1.3, ORBIT_RADIUS_SPAN=0, ORBIT_ANGLE_SPAN_DEG=360.0, ORBIT_START_ANGLE_DEG=0.0, ORBIT_VERTICAL_SPAN=0.0, ORIENTATION_MODE=fixed, FIXED_VIEW_DIRECTION=[0,1,0], SCAN_CENTER=[0.0,0.0,0.0], NUM_ITERATIONS=10000, HISTORY_INTERVAL=1000, MAX_SOURCES_TO_REPORT=1, MIN_SOURCE_DISTANCE=0.08, ACTIVITY_MAX_RELATIVE_DROP=0.5, PRINT_GENERATED_COUNTS_TABLE=False, UPDATE_FRAME_MAX_VOXELS=1000, GIF_FPS=1.0, AXIS_LIMITS_3D=[[-1,1],[-1,1],[-1,1]]",1.0,1000.0,100.0,1.0,0.08,4.5,5000.0,1000.0,1.0,4.5,20.0,25.0,45.0,72.40246489999845,0.18,-0.2,0.2,0.16666666666666663,-0.4166666666666667,0.16666666666666663,81.28454055121051,0.2196208854670551,0.2196208854670551,10,0.1730302431195324,0.061553951042064646,0.16775778684581938,0.17001386107589486,0.24583872509579602
173,motion_uncertainty,"reconstruction_method=mlem, SEED=11, NUM_MEASUREMENTS=50, TRUE_SOURCE_SPECS=[{""position"":[0.18,-0.2,0.2],""relative_strength"":1.0}], NUM_CHANNELS=16, DIODE_PITCH=0.006, SEARCH_MIN=[-0.5,-0.5,-0.5], SEARCH_MAX=[0.5,0.5,0.5], GRID_SIZE=13, TRAJECTORY_MODE=grid, LATERAL_SPAN=0.6, VERTICAL_SPAN=0.36, BASE_DISTANCE=1, DISTANCE_SPAN=0.18, ORBIT_RADIUS=1.3, ORBIT_RADIUS_SPAN=0, ORBIT_ANGLE_SPAN_DEG=360.0, ORBIT_START_ANGLE_DEG=0.0, ORBIT_VERTICAL_SPAN=0.0, ORIENTATION_MODE=fixed, FIXED_VIEW_DIRECTION=[0,1,0], SCAN_CENTER=[0.0,0.0,0.0], NUM_ITERATIONS=10000, HISTORY_INTERVAL=1000, MAX_SOURCES_TO_REPORT=1, MIN_SOURCE_DISTANCE=0.08, ACTIVITY_MAX_RELATIVE_DROP=0.5, PRINT_GENERATED_COUNTS_TABLE=False, UPDATE_FRAME_MAX_VOXELS=1000, GIF_FPS=1.0, AXIS_LIMITS_3D=[[-1,1],[-1,1],[-1,1]]",1.0,1000.0,100.0,1.0,0.08,4.5,5000.0,1000.0,1.0,4.5,20.0,25.0,60.0,75.2799113000001,0.18,-0.2,0.2,0.16666666666666663,-0.33333333333333337,0.16666666666666663,92.14317440182387,0.13808210118138659,0.13808210118138659,11,0.21492001647382988,0.06155395104206462,0.15810289268184163,0.15812001248299654,0.23958297101421883
174,motion_uncertainty,"reconstruction_method=mlem, SEED=11, NUM_MEASUREMENTS=50, TRUE_SOURCE_SPECS=[{""position"":[0.18,-0.2,0.2],""relative_strength"":1.0}], NUM_CHANNELS=16, DIODE_PITCH=0.006, SEARCH_MIN=[-0.5,-0.5,-0.5], SEARCH_MAX=[0.5,0.5,0.5], GRID_SIZE=13, TRAJECTORY_MODE=grid, LATERAL_SPAN=0.6, VERTICAL_SPAN=0.36, BASE_DISTANCE=1, DISTANCE_SPAN=0.18, ORBIT_RADIUS=1.3, ORBIT_RADIUS_SPAN=0, ORBIT_ANGLE_SPAN_DEG=360.0, ORBIT_START_ANGLE_DEG=0.0, ORBIT_VERTICAL_SPAN=0.0, ORIENTATION_MODE=fixed, FIXED_VIEW_DIRECTION=[0,1,0], SCAN_CENTER=[0.0,0.0,0.0], NUM_ITERATIONS=10000, HISTORY_INTERVAL=1000, MAX_SOURCES_TO_REPORT=1, MIN_SOURCE_DISTANCE=0.08, ACTIVITY_MAX_RELATIVE_DROP=0.5, PRINT_GENERATED_COUNTS_TABLE=False, UPDATE_FRAME_MAX_VOXELS=1000, GIF_FPS=1.0, AXIS_LIMITS_3D=[[-1,1],[-1,1],[-1,1]]",1.0,1000.0,100.0,1.0,0.08,4.5,5000.0,1000.0,1.0,4.5,20.0,45.0,0.0,71.80269799999951,0.18,-0.2,0.2,0.16666666666666663,-0.33333333333333337,0.16666666666666663,57.2210388542798,0.13808210118138659,0.13808210118138659,24,0.2668921406650312,0.0489897948556636,0.1400402305929842,0.13368476980851918,0.21550840067286056
175,motion_uncertainty,"reconstruction_method=mlem, SEED=11, NUM_MEASUREMENTS=50, TRUE_SOURCE_SPECS=[{""position"":[0.18,-0.2,0.2],""relative_strength"":1.0}], NUM_CHANNELS=16, DIODE_PITCH=0.006, SEARCH_MIN=[-0.5,-0.5,-0.5], SEARCH_MAX=[0.5,0.5,0.5], GRID_SIZE=13, TRAJECTORY_MODE=grid, LATERAL_SPAN=0.6, VERTICAL_SPAN=0.36, BASE_DISTANCE=1, DISTANCE_SPAN=0.18, ORBIT_RADIUS=1.3, ORBIT_RADIUS_SPAN=0, ORBIT_ANGLE_SPAN_DEG=360.0, ORBIT_START_ANGLE_DEG=0.0, ORBIT_VERTICAL_SPAN=0.0, ORIENTATION_MODE=fixed, FIXED_VIEW_DIRECTION=[0,1,0], SCAN_CENTER=[0.0,0.0,0.0], NUM_ITERATIONS=10000, HISTORY_INTERVAL=1000, MAX_SOURCES_TO_REPORT=1, MIN_SOURCE_DISTANCE=0.08, ACTIVITY_MAX_RELATIVE_DROP=0.5, PRINT_GENERATED_COUNTS_TABLE=False, UPDATE_FRAME_MAX_VOXELS=1000, GIF_FPS=1.0, AXIS_LIMITS_3D=[[-1,1],[-1,1],[-1,1]]",1.0,1000.0,100.0,1.0,0.08,4.5,5000.0,1000.0,1.0,4.5,20.0,45.0,10.0,74.06418100000155,0.18,-0.2,0.2,0.16666666666666663,-0.33333333333333337,0.16666666666666663,55.015932848793334,0.13808210118138659,0.13808210118138659,25,0.2688311799416317,0.0489897948556636,0.1517392324176045,0.1450138863081319,0.23579807911036174
176,motion_uncertainty,"reconstruction_method=mlem, SEED=11, NUM_MEASUREMENTS=50, TRUE_SOURCE_SPECS=[{""position"":[0.18,-0.2,0.2],""relative_strength"":1.0}], NUM_CHANNELS=16, DIODE_PITCH=0.006, SEARCH_MIN=[-0.5,-0.5,-0.5], SEARCH_MAX=[0.5,0.5,0.5], GRID_SIZE=13, TRAJECTORY_MODE=grid, LATERAL_SPAN=0.6, VERTICAL_SPAN=0.36, BASE_DISTANCE=1, DISTANCE_SPAN=0.18, ORBIT_RADIUS=1.3, ORBIT_RADIUS_SPAN=0, ORBIT_ANGLE_SPAN_DEG=360.0, ORBIT_START_ANGLE_DEG=0.0, ORBIT_VERTICAL_SPAN=0.0, ORIENTATION_MODE=fixed, FIXED_VIEW_DIRECTION=[0,1,0], SCAN_CENTER=[0.0,0.0,0.0], NUM_ITERATIONS=10000, HISTORY_INTERVAL=1000, MAX_SOURCES_TO_REPORT=1, MIN_SOURCE_DISTANCE=0.08, ACTIVITY_MAX_RELATIVE_DROP=0.5, PRINT_GENERATED_COUNTS_TABLE=False, UPDATE_FRAME_MAX_VOXELS=1000, GIF_FPS=1.0, AXIS_LIMITS_3D=[[-1,1],[-1,1],[-1,1]]",1.0,1000.0,100.0,1.0,0.08,4.5,5000.0,1000.0,1.0,4.5,20.0,45.0,25.0,72.78594259999954,0.18,-0.2,0.2,0.16666666666666663,-0.33333333333333337,0.16666666666666663,51.410380888959295,0.13808210118138659,0.13808210118138659,27,0.2743724398761617,0.0489897948556636,0.16225869309846863,0.16164612713768295,0.27052868025671617
177,motion_uncertainty,"reconstruction_method=mlem, SEED=11, NUM_MEASUREMENTS=50, TRUE_SOURCE_SPECS=[{""position"":[0.18,-0.2,0.2],""relative_strength"":1.0}], NUM_CHANNELS=16, DIODE_PITCH=0.006, SEARCH_MIN=[-0.5,-0.5,-0.5], SEARCH_MAX=[0.5,0.5,0.5], GRID_SIZE=13, TRAJECTORY_MODE=grid, LATERAL_SPAN=0.6, VERTICAL_SPAN=0.36, BASE_DISTANCE=1, DISTANCE_SPAN=0.18, ORBIT_RADIUS=1.3, ORBIT_RADIUS_SPAN=0, ORBIT_ANGLE_SPAN_DEG=360.0, ORBIT_START_ANGLE_DEG=0.0, ORBIT_VERTICAL_SPAN=0.0, ORIENTATION_MODE=fixed, FIXED_VIEW_DIRECTION=[0,1,0], SCAN_CENTER=[0.0,0.0,0.0], NUM_ITERATIONS=10000, HISTORY_INTERVAL=1000, MAX_SOURCES_TO_REPORT=1, MIN_SOURCE_DISTANCE=0.08, ACTIVITY_MAX_RELATIVE_DROP=0.5, PRINT_GENERATED_COUNTS_TABLE=False, UPDATE_FRAME_MAX_VOXELS=1000, GIF_FPS=1.0, AXIS_LIMITS_3D=[[-1,1],[-1,1],[-1,1]]",1.0,1000.0,100.0,1.0,0.08,4.5,5000.0,1000.0,1.0,4.5,20.0,45.0,45.0,72.64311149999776,0.18,-0.2,0.2,0.16666666666666663,-0.4166666666666667,0.16666666666666663,55.56667394648107,0.2196208854670551,0.2196208854670551,23,0.24839703429652643,0.06155395104206462,0.19104577799544567,0.19667713829113032,0.3211197126444068
178,motion_uncertainty,"reconstruction_method=mlem, SEED=11, NUM_MEASUREMENTS=50, TRUE_SOURCE_SPECS=[{""position"":[0.18,-0.2,0.2],""relative_strength"":1.0}], NUM_CHANNELS=16, DIODE_PITCH=0.006, SEARCH_MIN=[-0.5,-0.5,-0.5], SEARCH_MAX=[0.5,0.5,0.5], GRID_SIZE=13, TRAJECTORY_MODE=grid, LATERAL_SPAN=0.6, VERTICAL_SPAN=0.36, BASE_DISTANCE=1, DISTANCE_SPAN=0.18, ORBIT_RADIUS=1.3, ORBIT_RADIUS_SPAN=0, ORBIT_ANGLE_SPAN_DEG=360.0, ORBIT_START_ANGLE_DEG=0.0, ORBIT_VERTICAL_SPAN=0.0, ORIENTATION_MODE=fixed, FIXED_VIEW_DIRECTION=[0,1,0], SCAN_CENTER=[0.0,0.0,0.0], NUM_ITERATIONS=10000, HISTORY_INTERVAL=1000, MAX_SOURCES_TO_REPORT=1, MIN_SOURCE_DISTANCE=0.08, ACTIVITY_MAX_RELATIVE_DROP=0.5, PRINT_GENERATED_COUNTS_TABLE=False, UPDATE_FRAME_MAX_VOXELS=1000, GIF_FPS=1.0, AXIS_LIMITS_3D=[[-1,1],[-1,1],[-1,1]]",1.0,1000.0,100.0,1.0,0.08,4.5,5000.0,1000.0,1.0,4.5,20.0,45.0,60.0,72.69290120000005,0.18,-0.2,0.2,0.16666666666666663,-0.4166666666666667,0.16666666666666663,66.98369970744464,0.2196208854670551,0.2196208854670551,18,0.23115940063438797,0.061553951042064646,0.20942294395694364,0.2115976092528515,0.32433705507141875
179,motion_uncertainty,"reconstruction_method=mlem, SEED=11, NUM_MEASUREMENTS=50, TRUE_SOURCE_SPECS=[{""position"":[0.18,-0.2,0.2],""relative_strength"":1.0}], NUM_CHANNELS=16, DIODE_PITCH=0.006, SEARCH_MIN=[-0.5,-0.5,-0.5], SEARCH_MAX=[0.5,0.5,0.5], GRID_SIZE=13, TRAJECTORY_MODE=grid, LATERAL_SPAN=0.6, VERTICAL_SPAN=0.36, BASE_DISTANCE=1, DISTANCE_SPAN=0.18, ORBIT_RADIUS=1.3, ORBIT_RADIUS_SPAN=0, ORBIT_ANGLE_SPAN_DEG=360.0, ORBIT_START_ANGLE_DEG=0.0, ORBIT_VERTICAL_SPAN=0.0, ORIENTATION_MODE=fixed, FIXED_VIEW_DIRECTION=[0,1,0], SCAN_CENTER=[0.0,0.0,0.0], NUM_ITERATIONS=10000, HISTORY_INTERVAL=1000, MAX_SOURCES_TO_REPORT=1, MIN_SOURCE_DISTANCE=0.08, ACTIVITY_MAX_RELATIVE_DROP=0.5, PRINT_GENERATED_COUNTS_TABLE=False, UPDATE_FRAME_MAX_VOXELS=1000, GIF_FPS=1.0, AXIS_LIMITS_3D=[[-1,1],[-1,1],[-1,1]]",1.0,1000.0,100.0,1.0,0.08,4.5,5000.0,1000.0,1.0,4.5,20.0,60.0,0.0,73.60114460000113,0.18,-0.2,0.2,0.25,-0.25,0.16666666666666663,95.85784007785335,0.092255683353987,0.092255683353987,12,0.24749603243273796,0.0489897948556636,0.09811303721186669,0.09711514747489208,0.14426509954909206
180,motion_uncertainty,"reconstruction_method=mlem, SEED=11, NUM_MEASUREMENTS=50, TRUE_SOURCE_SPECS=[{""position"":[0.18,-0.2,0.2],""relative_strength"":1.0}], NUM_CHANNELS=16, DIODE_PITCH=0.006, SEARCH_MIN=[-0.5,-0.5,-0.5], SEARCH_MAX=[0.5,0.5,0.5], GRID_SIZE=13, TRAJECTORY_MODE=grid, LATERAL_SPAN=0.6, VERTICAL_SPAN=0.36, BASE_DISTANCE=1, DISTANCE_SPAN=0.18, ORBIT_RADIUS=1.3, ORBIT_RADIUS_SPAN=0, ORBIT_ANGLE_SPAN_DEG=360.0, ORBIT_START_ANGLE_DEG=0.0, ORBIT_VERTICAL_SPAN=0.0, ORIENTATION_MODE=fixed, FIXED_VIEW_DIRECTION=[0,1,0], SCAN_CENTER=[0.0,0.0,0.0], NUM_ITERATIONS=10000, HISTORY_INTERVAL=1000, MAX_SOURCES_TO_REPORT=1, MIN_SOURCE_DISTANCE=0.08, ACTIVITY_MAX_RELATIVE_DROP=0.5, PRINT_GENERATED_COUNTS_TABLE=False, UPDATE_FRAME_MAX_VOXELS=1000, GIF_FPS=1.0, AXIS_LIMITS_3D=[[-1,1],[-1,1],[-1,1]]",1.0,1000.0,100.0,1.0,0.08,4.5,5000.0,1000.0,1.0,4.5,20.0,60.0,10.0,72.33074920000217,0.18,-0.2,0.2,0.25,-0.25,0.16666666666666663,97.94940861949074,0.092255683353987,0.092255683353987,12,0.24742676447252698,0.0489897948556636,0.09811303721186669,0.09768920713304584,0.14426509954909206
181,motion_uncertainty,"reconstruction_method=mlem, SEED=11, NUM_MEASUREMENTS=50, TRUE_SOURCE_SPECS=[{""position"":[0.18,-0.2,0.2],""relative_strength"":1.0}], NUM_CHANNELS=16, DIODE_PITCH=0.006, SEARCH_MIN=[-0.5,-0.5,-0.5], SEARCH_MAX=[0.5,0.5,0.5], GRID_SIZE=13, TRAJECTORY_MODE=grid, LATERAL_SPAN=0.6, VERTICAL_SPAN=0.36, BASE_DISTANCE=1, DISTANCE_SPAN=0.18, ORBIT_RADIUS=1.3, ORBIT_RADIUS_SPAN=0, ORBIT_ANGLE_SPAN_DEG=360.0, ORBIT_START_ANGLE_DEG=0.0, ORBIT_VERTICAL_SPAN=0.0, ORIENTATION_MODE=fixed, FIXED_VIEW_DIRECTION=[0,1,0], SCAN_CENTER=[0.0,0.0,0.0], NUM_ITERATIONS=10000, HISTORY_INTERVAL=1000, MAX_SOURCES_TO_REPORT=1, MIN_SOURCE_DISTANCE=0.08, ACTIVITY_MAX_RELATIVE_DROP=0.5, PRINT_GENERATED_COUNTS_TABLE=False, UPDATE_FRAME_MAX_VOXELS=1000, GIF_FPS=1.0, AXIS_LIMITS_3D=[[-1,1],[-1,1],[-1,1]]",1.0,1000.0,100.0,1.0,0.08,4.5,5000.0,1000.0,1.0,4.5,20.0,60.0,25.0,72.36893839999902,0.18,-0.2,0.2,0.25,-0.25,0.16666666666666663,94.80019623105785,0.092255683353987,0.092255683353987,14,0.2675992857670611,0.0489897948556636,0.10792121710440912,0.10554337296195242,0.1615527215907029
182,motion_uncertainty,"reconstruction_method=mlem, SEED=11, NUM_MEASUREMENTS=50, TRUE_SOURCE_SPECS=[{""position"":[0.18,-0.2,0.2],""relative_strength"":1.0}], NUM_CHANNELS=16, DIODE_PITCH=0.006, SEARCH_MIN=[-0.5,-0.5,-0.5], SEARCH_MAX=[0.5,0.5,0.5], GRID_SIZE=13, TRAJECTORY_MODE=grid, LATERAL_SPAN=0.6, VERTICAL_SPAN=0.36, BASE_DISTANCE=1, DISTANCE_SPAN=0.18, ORBIT_RADIUS=1.3, ORBIT_RADIUS_SPAN=0, ORBIT_ANGLE_SPAN_DEG=360.0, ORBIT_START_ANGLE_DEG=0.0, ORBIT_VERTICAL_SPAN=0.0, ORIENTATION_MODE=fixed, FIXED_VIEW_DIRECTION=[0,1,0], SCAN_CENTER=[0.0,0.0,0.0], NUM_ITERATIONS=10000, HISTORY_INTERVAL=1000, MAX_SOURCES_TO_REPORT=1, MIN_SOURCE_DISTANCE=0.08, ACTIVITY_MAX_RELATIVE_DROP=0.5, PRINT_GENERATED_COUNTS_TABLE=False, UPDATE_FRAME_MAX_VOXELS=1000, GIF_FPS=1.0, AXIS_LIMITS_3D=[[-1,1],[-1,1],[-1,1]]",1.0,1000.0,100.0,1.0,0.08,4.5,5000.0,1000.0,1.0,4.5,20.0,60.0,45.0,72.32033650000085,0.18,-0.2,0.2,0.25,-0.16666666666666669,0.25,85.40428249931676,0.09225568335398698,0.09225568335398698,18,0.2944687960291381,0.0489897948556636,0.12844305045654508,0.12444457030827544,0.20465194368834544
183,motion_uncertainty,"reconstruction_method=mlem, SEED=11, NUM_MEASUREMENTS=50, TRUE_SOURCE_SPECS=[{""position"":[0.18,-0.2,0.2],""relative_strength"":1.0}], NUM_CHANNELS=16, DIODE_PITCH=0.006, SEARCH_MIN=[-0.5,-0.5,-0.5], SEARCH_MAX=[0.5,0.5,0.5], GRID_SIZE=13, TRAJECTORY_MODE=grid, LATERAL_SPAN=0.6, VERTICAL_SPAN=0.36, BASE_DISTANCE=1, DISTANCE_SPAN=0.18, ORBIT_RADIUS=1.3, ORBIT_RADIUS_SPAN=0, ORBIT_ANGLE_SPAN_DEG=360.0, ORBIT_START_ANGLE_DEG=0.0, ORBIT_VERTICAL_SPAN=0.0, ORIENTATION_MODE=fixed, FIXED_VIEW_DIRECTION=[0,1,0], SCAN_CENTER=[0.0,0.0,0.0], NUM_ITERATIONS=10000, HISTORY_INTERVAL=1000, MAX_SOURCES_TO_REPORT=1, MIN_SOURCE_DISTANCE=0.08, ACTIVITY_MAX_RELATIVE_DROP=0.5, PRINT_GENERATED_COUNTS_TABLE=False, UPDATE_FRAME_MAX_VOXELS=1000, GIF_FPS=1.0, AXIS_LIMITS_3D=[[-1,1],[-1,1],[-1,1]]",1.0,1000.0,100.0,1.0,0.08,4.5,5000.0,1000.0,1.0,4.5,20.0,60.0,60.0,72.10807059999934,0.18,-0.2,0.2,0.25,-0.25,0.16666666666666663,69.76895708624139,0.092255683353987,0.092255683353987,24,0.30283629165215903,0.0489897948556636,0.15733492207432168,0.15405410877943554,0.25172328424800156